## 1. Instructions
CRI Calculator
Instructions -:
1) | This excelsheet has been devised with the purpose of estimating CRI, the color rendering index of any source.
2) | The only input required is the relatve SPD i.e the Spectral Power Distribution of the Illuminant in question.
3) | The illuminant whose CRI is required is referred to as the test source illuminant or with the letter k.
4) | As CRI, is estimated by due comparison with a reference illuminant, such a source is referred to as the referrence source illuminant or with the letter r.
5) | This excel sheet is programmed to calculate the CRI, as soon as the input is feeded. NO OTHER INVOLVEMENT IS REQUIRED.
Preparing Input -:
1) | The wavelength corresponding to the input SPD for this excel sheet should be in the range of 380 to 780 nm, with an interval of 5nm.
2) | The CRI can be calculated even if the SPD is not available for some wavelengths near 380nm or/and 780nm. The changes in the result are not very significant.
3) | Such a data, should be arranged in a column and sorted in the increasing order of wavelength with SPD corresponding to 380nm at the top and 780nm at the bottom.
4) | Now the data is ready. It needs to be pasted in the column B, such that the SPD are arranged in correspondance with the wavelengths in column A.
Result -:
1) | The special CRI R(i) for each Munsell Test Color can be found in sheet no. 9 - 'CRI', column G. Highlight color - Light Blue
2) | The general CRI R(a) for Munsell Test Colors (1-8) can be found in the same sheet 9 at column K, row 11. Highlight color - Orange.
3) | Other Important figures like the following can be found at -: (they are all highlighted)
|  | Chromaticity cordinate in 1931 -XYZ space | sheet 2 and 5
|  | Chromaticity coordinate on 1931 xy map | sheet 2 and 5
|  | Chromaticity coordinates in 1964 U*V*W* color space | sheet 8
|  | Chromaticity coordinates on uv-map in 1960 UCS color space | sheet 2, 5 and 8
|  | Corelated Color Temperature (CCT) | sheet 2

## 2. k-data
Colorimetry of Test Source Illuminant (k)
| Test Source | Color Matching Functions |  |  | Product for XYZ values |  |  | Results |  |  | Calculating Color Corelated Temperature
Wavelength (nm) | SPD (relative) | xbar | ybar | zbar | SPD*xbar | SPD*ybar | SPD*zbar
[8 empty] | X | Y | Z | n | n square | n cube
380 |  | 0.0014 | 0 | 0.0065 | 0 | 0 | 0 | #DIV/0! | #DIV/0! | #DIV/0! | #DIV/0! | #DIV/0! | #DIV/0!
385 |  | 0.0022 | 0.0001 | 0.0105 | 0 | 0 | 0
390 |  | 0.0042 | 0.0001 | 0.0201 | 0 | 0 | 0 | x | y |  | CCT
395 |  | 0.0076 | 0.0002 | 0.0362 | 0 | 0 | 0 | #DIV/0! | #DIV/0! |  | #DIV/0!
400 |  | 0.0143 | 0.0004 | 0.0679 | 0 | 0 | 0
405 |  | 0.0232 | 0.0006 | 0.1102 | 0 | 0 | 0 | u | v
410 |  | 0.0435 | 0.0012 | 0.2074 | 0 | 0 | 0 | #DIV/0! | #DIV/0!
415 |  | 0.0776 | 0.0022 | 0.3713 | 0 | 0 | 0
420 |  | 0.1344 | 0.004 | 0.6456 | 0 | 0 | 0 | Whiteness Index - W (CIE 1986)
425 |  | 0.2148 | 0.0073 | 1.0391 | 0 | 0 | 0 | #DIV/0!
430 |  | 0.2839 | 0.0116 | 1.3856 | 0 | 0 | 0 | Whiteness Index - W - is valid if W is between 40 to |  |  |  | #DIV/0!
435 |  | 0.3285 | 0.0168 | 1.623 | 0 | 0 | 0
440 |  | 0.3483 | 0.023 | 1.7471 | 0 | 0 | 0 | Tint Index - Tw
445 |  | 0.3481 | 0.0298 | 1.7826 | 0 | 0 | 0 | #DIV/0!
450 |  | 0.3362 | 0.038 | 1.7721 | 0 | 0 | 0
455 |  | 0.3187 | 0.048 | 1.7441 | 0 | 0 | 0 | T>0 | Greenish tint
460 |  | 0.2908 | 0.06 | 1.6692 | 0 | 0 | 0 | T<0 | Reddish tint
465 |  | 0.2511 | 0.0739 | 1.5281 | 0 | 0 | 0
470 |  | 0.1954 | 0.091 | 1.2876 | 0 | 0 | 0
475 |  | 0.1421 | 0.1126 | 1.0419 | 0 | 0 | 0
480 |  | 0.0956 | 0.139 | 0.813 | 0 | 0 | 0
485 |  | 0.058 | 0.1693 | 0.6162 | 0 | 0 | 0
490 |  | 0.032 | 0.208 | 0.4652 | 0 | 0 | 0
495 |  | 0.0147 | 0.2586 | 0.3533 | 0 | 0 | 0
500 |  | 0.0049 | 0.323 | 0.272 | 0 | 0 | 0
505 |  | 0.0024 | 0.4073 | 0.2123 | 0 | 0 | 0
510 |  | 0.0093 | 0.503 | 0.1582 | 0 | 0 | 0
515 |  | 0.0291 | 0.6082 | 0.1117 | 0 | 0 | 0
520 |  | 0.0633 | 0.71 | 0.0782 | 0 | 0 | 0
525 |  | 0.1096 | 0.7932 | 0.0573 | 0 | 0 | 0
530 |  | 0.1655 | 0.862 | 0.0422 | 0 | 0 | 0
535 |  | 0.2257 | 0.9149 | 0.0298 | 0 | 0 | 0
540 |  | 0.2904 | 0.954 | 0.0203 | 0 | 0 | 0
545 |  | 0.3597 | 0.9803 | 0.0134 | 0 | 0 | 0
550 |  | 0.4334 | 0.995 | 0.0087 | 0 | 0 | 0
555 |  | 0.5121 | 1 | 0.0057 | 0 | 0 | 0
560 |  | 0.5945 | 0.995 | 0.0039 | 0 | 0 | 0
565 |  | 0.6784 | 0.9786 | 0.0027 | 0 | 0 | 0
570 |  | 0.7621 | 0.952 | 0.0021 | 0 | 0 | 0
575 |  | 0.8425 | 0.9154 | 0.0018 | 0 | 0 | 0
580 |  | 0.9163 | 0.87 | 0.0017 | 0 | 0 | 0
585 |  | 0.9786 | 0.8163 | 0.0014 | 0 | 0 | 0
590 |  | 1.0263 | 0.757 | 0.0011 | 0 | 0 | 0
595 |  | 1.0567 | 0.6949 | 0.001 | 0 | 0 | 0
600 |  | 1.0622 | 0.631 | 0.0008 | 0 | 0 | 0
605 |  | 1.0456 | 0.5668 | 0.0006 | 0 | 0 | 0
610 |  | 1.0026 | 0.503 | 0.0003 | 0 | 0 | 0
615 |  | 0.9384 | 0.4412 | 0.0002 | 0 | 0 | 0
620 |  | 0.8544 | 0.381 | 0.0002 | 0 | 0 | 0
625 |  | 0.7514 | 0.321 | 0.0001 | 0 | 0 | 0
630 |  | 0.6424 | 0.265 | 0 | 0 | 0 | 0
635 |  | 0.5419 | 0.217 | 0 | 0 | 0 | 0
640 |  | 0.4479 | 0.175 | 0 | 0 | 0 | 0
645 |  | 0.3608 | 0.1382 | 0 | 0 | 0 | 0
650 |  | 0.2835 | 0.107 | 0 | 0 | 0 | 0
655 |  | 0.2187 | 0.0816 | 0 | 0 | 0 | 0
660 |  | 0.1649 | 0.061 | 0 | 0 | 0 | 0
665 |  | 0.1212 | 0.0446 | 0 | 0 | 0 | 0
670 |  | 0.0874 | 0.032 | 0 | 0 | 0 | 0
675 |  | 0.0636 | 0.0232 | 0 | 0 | 0 | 0
680 |  | 0.0468 | 0.017 | 0 | 0 | 0 | 0
685 |  | 0.0329 | 0.0119 | 0 | 0 | 0 | 0
690 |  | 0.0227 | 0.0082 | 0 | 0 | 0 | 0
695 |  | 0.0158 | 0.0057 | 0 | 0 | 0 | 0
700 |  | 0.0114 | 0.0041 | 0 | 0 | 0 | 0
705 |  | 0.0081 | 0.0029 | 0 | 0 | 0 | 0
710 |  | 0.0058 | 0.0021 | 0 | 0 | 0 | 0
715 |  | 0.0041 | 0.0015 | 0 | 0 | 0 | 0
720 |  | 0.0029 | 0.001 | 0 | 0 | 0 | 0
725 |  | 0.002 | 0.0007 | 0 | 0 | 0 | 0
730 |  | 0.0014 | 0.0005 | 0 | 0 | 0 | 0
735 |  | 0.001 | 0.0004 | 0 | 0 | 0 | 0
740 |  | 0.0007 | 0.0002 | 0 | 0 | 0 | 0
745 |  | 0.0005 | 0.0002 | 0 | 0 | 0 | 0
750 |  | 0.0003 | 0.0001 | 0 | 0 | 0 | 0
755 |  | 0.0002 | 0.0001 | 0 | 0 | 0 | 0
760 |  | 0.0002 | 0.0001 | 0 | 0 | 0 | 0
765 |  | 0.0001 | 0 | 0 | 0 | 0 | 0
770 |  | 0.0001 | 0 | 0 | 0 | 0 | 0
775 |  | 0.0001 | 0 | 0 | 0 | 0 | 0
780 |  | 0 | 0 | 0 | 0 | 0 | 0
Summation
[5 empty] | 0 | 0 | 0
Scaling Y to 100
[5 empty] | #DIV/0! | #DIV/0! | #DIV/0!

## CCT Validity
Colorimetry of Planckian Locus (blackbody)
| Test Source | Color Matching Functions |  |  | Product for XYZ values |  |  | Results |  |  | Calculating Color Corelated Temperature
Wavelength (nm) | SPD (relative) | xbar | ybar | zbar | SPD*xbar | SPD*ybar | SPD*zbar
[8 empty] | X | Y | Z | n | n square | n cube
380 | 4.8836e+13 | 0.0014 | 0 | 0.0065 | 68370619981.6357 | 0 | 317435021343.3084 | 96.8455 | 100 | 113.6153 | -0.14717 | 0.021658 | -0.0031872
385 | 4.9294e+13 | 0.0022 | 0.0001 | 0.0105 | 108447870994.6911 | 4929448681.5769 | 517592111565.5709
390 | 49704735500001 | 0.0042 | 0.0001 | 0.0201 | 208759889100.0042 | 4970473550.0001 | 999065183550.0201 | x | y |  | CCT
395 | 5.0068e+13 | 0.0076 | 0.0002 | 0.0362 | 380518307084.0768 | 10013639660.1073 | 1.8125e+12 | 0.31194 | 0.3221 |  | 6613.3925
400 | 5.0386e+13 | 0.0143 | 0.0004 | 0.0679 | 720523215720.756 | 20154495544.6365 | 3.4212e+12
405 | 5.066e+13 | 0.0232 | 0.0006 | 0.1102 | 1.1753e+12 | 30396165754.869 | 5.5828e+12 | u | v
410 | 5.0892e+13 | 0.0435 | 0.0012 | 0.2074 | 2.2138e+12 | 61070127614.6181 | 1.0555e+13 | 0.19992 | 0.30965
415 | 5.1082e+13 | 0.0776 | 0.0022 | 0.3713 | 3.964e+12 | 112380893190.7671 | 1.8967e+13
420 | 5.1233e+13 | 0.1344 | 0.004 | 0.6456 | 6.8857e+12 | 204932589776.8405 | 3.3076e+13 | Whiteness Index - W (CIE 1986)
425 | 5.1346e+13 | 0.2148 | 0.0073 | 1.0391 | 1.1029e+13 | 374826341726.8931 | 5.3354e+13 | 87.624
430 | 5.1423e+13 | 0.2839 | 0.0116 | 1.3856 | 1.4599e+13 | 596501482112.4613 | 7.1251e+13 | Whiteness Index - W - is valid if W is between 40 to |  |  |  | 220
435 | 5.1464e+13 | 0.3285 | 0.0168 | 1.623 | 1.6906e+13 | 864596630067 | 8.3526e+13
440 | 5.1472e+13 | 0.3483 | 0.023 | 1.7471 | 1.7928e+13 | 1.1839e+12 | 8.9927e+13 | Tint Index - Tw
445 | 5.1448e+13 | 0.3481 | 0.0298 | 1.7826 | 1.7909e+13 | 1.5332e+12 | 9.1712e+13 | -3.7279
450 | 5.1394e+13 | 0.3362 | 0.038 | 1.7721 | 1.7279e+13 | 1.953e+12 | 9.1076e+13
455 | 5.1311e+13 | 0.3187 | 0.048 | 1.7441 | 1.6353e+13 | 2.4629e+12 | 8.9492e+13 | ΔC - Checking Validity of CCT related comparison
460 | 5.1201e+13 | 0.2908 | 0.06 | 1.6692 | 1.4889e+13 | 3.0721e+12 | 8.5464e+13 | #DIV/0!
465 | 5.1064e+13 | 0.2511 | 0.0739 | 1.5281 | 1.2822e+13 | 3.7737e+12 | 7.8031e+13 | ΔC value should be less than 0.005 for CCT estimaiton to be useful
470 | 5.0903e+13 | 0.1954 | 0.091 | 1.2876 | 9.9465e+12 | 4.6322e+12 | 6.5543e+13
475 | 5.0719e+13 | 0.1421 | 0.1126 | 1.0419 | 7.2071e+12 | 5.7109e+12 | 5.2844e+13
480 | 5.0512e+13 | 0.0956 | 0.139 | 0.813 | 4.829e+12 | 7.0212e+12 | 4.1066e+13
485 | 5.0285e+13 | 0.058 | 0.1693 | 0.6162 | 2.9165e+12 | 8.5132e+12 | 3.0986e+13
490 | 5.0038e+13 | 0.032 | 0.208 | 0.4652 | 1.6012e+12 | 1.0408e+13 | 2.3278e+13
495 | 4.9773e+13 | 0.0147 | 0.2586 | 0.3533 | 731664865906.0576 | 1.2871e+13 | 1.7585e+13
500 | 4.9491e+13 | 0.0049 | 0.323 | 0.272 | 242505906053.6414 | 1.5986e+13 | 1.3462e+13
505 | 4.9193e+13 | 0.0024 | 0.4073 | 0.2123 | 118062907528.8423 | 2.0036e+13 | 1.0444e+13
510 | 4.888e+13 | 0.0093 | 0.503 | 0.1582 | 454582408521.7468 | 2.4587e+13 | 7.7328e+12
515 | 4.8553e+13 | 0.0291 | 0.6082 | 0.1117 | 1.4129e+12 | 2.953e+13 | 5.4234e+12
520 | 4.8213e+13 | 0.0633 | 0.71 | 0.0782 | 3.0519e+12 | 3.4231e+13 | 3.7703e+12
525 | 4.7861e+13 | 0.1096 | 0.7932 | 0.0573 | 5.2456e+12 | 3.7964e+13 | 2.7425e+12
530 | 4.7499e+13 | 0.1655 | 0.862 | 0.0422 | 7.861e+12 | 4.0944e+13 | 2.0044e+12
535 | 4.7126e+13 | 0.2257 | 0.9149 | 0.0298 | 1.0636e+13 | 4.3115e+13 | 1.4043e+12
540 | 4.6743e+13 | 0.2904 | 0.954 | 0.0203 | 1.3574e+13 | 4.4593e+13 | 948891158187.6401
545 | 4.6353e+13 | 0.3597 | 0.9803 | 0.0134 | 1.6673e+13 | 4.544e+13 | 621126368206.6317
550 | 45954301813049 | 0.4334 | 0.995 | 0.0087 | 1.9917e+13 | 4.5725e+13 | 399802425773.5262
555 | 4.5549e+13 | 0.5121 | 1 | 0.0057 | 23325593397902 | 4.5549e+13 | 259628749010.0399
560 | 4.5137e+13 | 0.5945 | 0.995 | 0.0039 | 2.6834e+13 | 4.4912e+13 | 176035147913.2245
565 | 4.472e+13 | 0.6784 | 0.9786 | 0.0027 | 3.0338e+13 | 4.3763e+13 | 120743755392.9465
570 | 4.4298e+13 | 0.7621 | 0.952 | 0.0021 | 3.3759e+13 | 4.2171e+13 | 93024985658.9732
575 | 4.3871e+13 | 0.8425 | 0.9154 | 0.0018 | 3.6961e+13 | 4.0159e+13 | 78967669204.1483
580 | 4.344e+13 | 0.9163 | 0.87 | 0.0017 | 3.9804e+13 | 3.7793e+13 | 73848723918.3629
585 | 4.3007e+13 | 0.9786 | 0.8163 | 0.0014 | 4.2086e+13 | 3.5106e+13 | 60209309190.6677
590 | 4.257e+13 | 1.0263 | 0.757 | 0.0011 | 4.369e+13 | 3.2226e+13 | 46827122611.9293
595 | 4.2131e+13 | 1.0567 | 0.6949 | 0.001 | 4.452e+13 | 2.9277e+13 | 42131298017.3959
600 | 4.1691e+13 | 1.0622 | 0.631 | 0.0008 | 4.4284e+13 | 2.6307e+13 | 33352535066.5131
605 | 4.1249e+13 | 1.0456 | 0.5668 | 0.0006 | 4.313e+13 | 2.338e+13 | 24749195025.2324
610 | 4.0806e+13 | 1.0026 | 0.503 | 0.0003 | 4.0912e+13 | 2.0525e+13 | 12241703041.3337
615 | 4.0362e+13 | 0.9384 | 0.4412 | 0.0002 | 3.7876e+13 | 1.7808e+13 | 8072422190.1718
620 | 3.9918e+13 | 0.8544 | 0.381 | 0.0002 | 3.4106e+13 | 1.5209e+13 | 7983665053.7451
625 | 3.9475e+13 | 0.7514 | 0.321 | 0.0001 | 2.9661e+13 | 1.2671e+13 | 3947466276.7982
630 | 3.9031e+13 | 0.6424 | 0.265 | 0 | 2.5074e+13 | 1.0343e+13 | 0
635 | 3.8589e+13 | 0.5419 | 0.217 | 0 | 2.0911e+13 | 8.3738e+12 | 0
640 | 3.8148e+13 | 0.4479 | 0.175 | 0 | 1.7086e+13 | 6.6758e+12 | 0
645 | 3.7707e+13 | 0.3608 | 0.1382 | 0 | 1.3605e+13 | 5.2112e+12 | 0
650 | 3.7269e+13 | 0.2835 | 0.107 | 0 | 1.0566e+13 | 3.9878e+12 | 0
655 | 3.6832e+13 | 0.2187 | 0.0816 | 0 | 8.0552e+12 | 3.0055e+12 | 0
660 | 3.6397e+13 | 0.1649 | 0.061 | 0 | 6.0019e+12 | 2.2202e+12 | 0
665 | 3.5965e+13 | 0.1212 | 0.0446 | 0 | 4.3589e+12 | 1.604e+12 | 0
670 | 3.5534e+13 | 0.0874 | 0.032 | 0 | 3.1057e+12 | 1.1371e+12 | 0
675 | 3.5107e+13 | 0.0636 | 0.0232 | 0 | 2.2328e+12 | 814475230008.9701 | 0
680 | 3.4682e+13 | 0.0468 | 0.017 | 0 | 1.6231e+12 | 589589764718.1941 | 0
685 | 3.426e+13 | 0.0329 | 0.0119 | 0 | 1.1271e+12 | 407690238947.3818 | 0
690 | 3.3841e+13 | 0.0227 | 0.0082 | 0 | 768182259411.7673 | 277493150976.938 | 0
695 | 3.3425e+13 | 0.0158 | 0.0057 | 0 | 528110426375.0522 | 190520850021.3796 | 0
700 | 3.3012e+13 | 0.0114 | 0.0041 | 0 | 376337342674.9648 | 135349395172.5751 | 0
705 | 3.2603e+13 | 0.0081 | 0.0029 | 0 | 264082243179.1647 | 94547963607.3553 | 0
710 | 3.2197e+13 | 0.0058 | 0.0021 | 0 | 186742038840.707 | 67613496821.6353 | 0
715 | 3.1795e+13 | 0.0041 | 0.0015 | 0 | 130357891032.2575 | 47691911353.2649 | 0
720 | 3.1396e+13 | 0.0029 | 0.001 | 0 | 91048223281.2855 | 31395939062.5123 | 0
725 | 3.1001e+13 | 0.002 | 0.0007 | 0 | 62001939611.4605 | 21700678864.0112 | 0
730 | 3.061e+13 | 0.0014 | 0.0005 | 0 | 42853670095.2162 | 15304882176.8629 | 0
735 | 3.0222e+13 | 0.001 | 0.0004 | 0 | 30222380153.711 | 12088952061.4844 | 0
740 | 2.9839e+13 | 0.0007 | 0.0002 | 0 | 20887207557.6059 | 5967773587.8874 | 0
745 | 2.9459e+13 | 0.0005 | 0.0002 | 0 | 14729636053.933 | 5891854421.5732 | 0
750 | 2.9084e+13 | 0.0003 | 0.0001 | 0 | 8725089323.5795 | 2908363107.8598 | 0
755 | 2.8712e+13 | 0.0002 | 0.0001 | 0 | 5742395527.3361 | 2871197763.668 | 0
760 | 2.8344e+13 | 0.0002 | 0.0001 | 0 | 5668867851.8839 | 2834433925.9419 | 0
765 | 2.7981e+13 | 0.0001 | 0 | 0 | 2798073842.7808 | 0 | 0
770 | 2.7621e+13 | 0.0001 | 0 | 0 | 2762119292.316 | 0 | 0
775 | 2.7266e+13 | 0.0001 | 0 | 0 | 2726571610.9544 | 0 | 0
780 | 2.6914e+13 | 0 | 0 | 0 | 0 | 0 | 0
Summation
[5 empty] | 9.2944e+14 | 959710276709618 | 1.0904e+15
Scaling Y to 100
[5 empty] | 96.8455 | 100 | 113.6153

## 3. daylight
Phase of sunlight (use only if CCT>=5000k) -- Constructing Reference Source (r ) --
CCT | CCT square | CCT cube |  | x(r ) | y(r ) |  | M1 | M2 |  | If variable : The 'if variable' has value 1, if CCT is greater than 5000k, otherwise it is 0.
#DIV/0! | #DIV/0! | #DIV/0! |  | #DIV/0! | #DIV/0! |  | #DIV/0! | #DIV/0! |  | #DIV/0!
|  | Standard values | [8 empty] | Final Data
Wavelength (nm) |  | S_0 | S_1 | S_2 |  | M1*S_1 | M2*S_2 |  | Sum of S_0, M1*S_1 and M2*S_2 |  | SPD
380 |  | 63.4 | 38.5 | 3 |  | #DIV/0! | #DIV/0! |  | #DIV/0! |  | #DIV/0!
385 |  | 64.6 | 36.75 | 2.1 |  | #DIV/0! | #DIV/0! |  | #DIV/0! |  | #DIV/0!
390 |  | 65.8 | 35 | 1.2 |  | #DIV/0! | #DIV/0! |  | #DIV/0! |  | #DIV/0!
395 |  | 80.3 | 39.2 | 0.05 |  | #DIV/0! | #DIV/0! |  | #DIV/0! |  | #DIV/0!
400 |  | 94.8 | 43.4 | -1.1 |  | #DIV/0! | #DIV/0! |  | #DIV/0! |  | #DIV/0!
405 |  | 99.8 | 44.85 | -0.8 |  | #DIV/0! | #DIV/0! |  | #DIV/0! |  | #DIV/0!
410 |  | 104.8 | 46.3 | -0.5 |  | #DIV/0! | #DIV/0! |  | #DIV/0! |  | #DIV/0!
415 |  | 105.35 | 45.1 | -0.6 |  | #DIV/0! | #DIV/0! |  | #DIV/0! |  | #DIV/0!
420 |  | 105.9 | 43.9 | -0.7 |  | #DIV/0! | #DIV/0! |  | #DIV/0! |  | #DIV/0!
425 |  | 101.35 | 40.5 | -9.95 |  | #DIV/0! | #DIV/0! |  | #DIV/0! |  | #DIV/0!
430 |  | 96.8 | 37.1 | -1.2 |  | #DIV/0! | #DIV/0! |  | #DIV/0! |  | #DIV/0!
435 |  | 105.35 | 36.9 | -1.9 |  | #DIV/0! | #DIV/0! |  | #DIV/0! |  | #DIV/0!
440 |  | 113.9 | 36.7 | -2.6 |  | #DIV/0! | #DIV/0! |  | #DIV/0! |  | #DIV/0!
445 |  | 119.75 | 36.3 | -2.75 |  | #DIV/0! | #DIV/0! |  | #DIV/0! |  | #DIV/0!
450 |  | 125.6 | 35.9 | -2.9 |  | #DIV/0! | #DIV/0! |  | #DIV/0! |  | #DIV/0!
455 |  | 125.55 | 34.25 | -2.85 |  | #DIV/0! | #DIV/0! |  | #DIV/0! |  | #DIV/0!
460 |  | 125.5 | 32.6 | -2.8 |  | #DIV/0! | #DIV/0! |  | #DIV/0! |  | #DIV/0!
465 |  | 123.4 | 30.25 | -2.7 |  | #DIV/0! | #DIV/0! |  | #DIV/0! |  | #DIV/0!
470 |  | 121.3 | 27.9 | -2.6 |  | #DIV/0! | #DIV/0! |  | #DIV/0! |  | #DIV/0!
475 |  | 121.3 | 26.1 | -2.6 |  | #DIV/0! | #DIV/0! |  | #DIV/0! |  | #DIV/0!
480 |  | 121.3 | 24.3 | -2.6 |  | #DIV/0! | #DIV/0! |  | #DIV/0! |  | #DIV/0!
485 |  | 117.4 | 22.2 | -2.2 |  | #DIV/0! | #DIV/0! |  | #DIV/0! |  | #DIV/0!
490 |  | 113.5 | 20.1 | -1.8 |  | #DIV/0! | #DIV/0! |  | #DIV/0! |  | #DIV/0!
495 |  | 113.3 | 18.15 | -1.65 |  | #DIV/0! | #DIV/0! |  | #DIV/0! |  | #DIV/0!
500 |  | 113.1 | 16.2 | -1.5 |  | #DIV/0! | #DIV/0! |  | #DIV/0! |  | #DIV/0!
505 |  | 111.95 | 14.7 | -1.4 |  | #DIV/0! | #DIV/0! |  | #DIV/0! |  | #DIV/0!
510 |  | 110.8 | 13.2 | -1.3 |  | #DIV/0! | #DIV/0! |  | #DIV/0! |  | #DIV/0!
515 |  | 108.65 | 10.9 | -1.25 |  | #DIV/0! | #DIV/0! |  | #DIV/0! |  | #DIV/0!
520 |  | 106.5 | 8.6 | -1.2 |  | #DIV/0! | #DIV/0! |  | #DIV/0! |  | #DIV/0!
525 |  | 107.65 | 7.35 | -1.1 |  | #DIV/0! | #DIV/0! |  | #DIV/0! |  | #DIV/0!
530 |  | 108.8 | 6.1 | -1 |  | #DIV/0! | #DIV/0! |  | #DIV/0! |  | #DIV/0!
535 |  | 107.05 | 5.15 | -0.75 |  | #DIV/0! | #DIV/0! |  | #DIV/0! |  | #DIV/0!
540 |  | 105.3 | 4.2 | -0.5 |  | #DIV/0! | #DIV/0! |  | #DIV/0! |  | #DIV/0!
545 |  | 104.85 | 3.05 | -0.4 |  | #DIV/0! | #DIV/0! |  | #DIV/0! |  | #DIV/0!
550 |  | 104.4 | 1.9 | -0.3 |  | #DIV/0! | #DIV/0! |  | #DIV/0! |  | #DIV/0!
555 |  | 102.2 | 0.95 | -0.15 |  | #DIV/0! | #DIV/0! |  | #DIV/0! |  | #DIV/0!
560 |  | 100 | 0 | 0 |  | #DIV/0! | #DIV/0! |  | #DIV/0! |  | #DIV/0!
565 |  | 98 | -0.8 | 0.1 |  | #DIV/0! | #DIV/0! |  | #DIV/0! |  | #DIV/0!
570 |  | 96 | -1.6 | 0.2 |  | #DIV/0! | #DIV/0! |  | #DIV/0! |  | #DIV/0!
575 |  | 95.55 | -2.55 | 0.35 |  | #DIV/0! | #DIV/0! |  | #DIV/0! |  | #DIV/0!
580 |  | 95.1 | -3.5 | 0.5 |  | #DIV/0! | #DIV/0! |  | #DIV/0! |  | #DIV/0!
585 |  | 92.1 | -3.5 | 1.3 |  | #DIV/0! | #DIV/0! |  | #DIV/0! |  | #DIV/0!
590 |  | 89.1 | -3.5 | 2.1 |  | #DIV/0! | #DIV/0! |  | #DIV/0! |  | #DIV/0!
595 |  | 89.8 | -4.65 | 2.65 |  | #DIV/0! | #DIV/0! |  | #DIV/0! |  | #DIV/0!
600 |  | 90.5 | -5.8 | 3.2 |  | #DIV/0! | #DIV/0! |  | #DIV/0! |  | #DIV/0!
605 |  | 90.4 | -6.5 | 3.65 |  | #DIV/0! | #DIV/0! |  | #DIV/0! |  | #DIV/0!
610 |  | 90.3 | -7.2 | 4.1 |  | #DIV/0! | #DIV/0! |  | #DIV/0! |  | #DIV/0!
615 |  | 89.35 | -7.9 | 4.4 |  | #DIV/0! | #DIV/0! |  | #DIV/0! |  | #DIV/0!
620 |  | 88.4 | -8.6 | 4.7 |  | #DIV/0! | #DIV/0! |  | #DIV/0! |  | #DIV/0!
625 |  | 86.2 | -9.05 | 4.9 |  | #DIV/0! | #DIV/0! |  | #DIV/0! |  | #DIV/0!
630 |  | 84 | -9.5 | 5.1 |  | #DIV/0! | #DIV/0! |  | #DIV/0! |  | #DIV/0!
635 |  | 84.55 | -10.2 | 5.9 |  | #DIV/0! | #DIV/0! |  | #DIV/0! |  | #DIV/0!
640 |  | 85.1 | -10.9 | 6.7 |  | #DIV/0! | #DIV/0! |  | #DIV/0! |  | #DIV/0!
645 |  | 83.5 | -10.8 | 7 |  | #DIV/0! | #DIV/0! |  | #DIV/0! |  | #DIV/0!
650 |  | 81.9 | -10.7 | 7.3 |  | #DIV/0! | #DIV/0! |  | #DIV/0! |  | #DIV/0!
655 |  | 82.25 | -11.35 | 7.95 |  | #DIV/0! | #DIV/0! |  | #DIV/0! |  | #DIV/0!
660 |  | 82.6 | -12 | 8.6 |  | #DIV/0! | #DIV/0! |  | #DIV/0! |  | #DIV/0!
665 |  | 83.75 | -13 | 9.2 |  | #DIV/0! | #DIV/0! |  | #DIV/0! |  | #DIV/0!
670 |  | 84.9 | -14 | 9.8 |  | #DIV/0! | #DIV/0! |  | #DIV/0! |  | #DIV/0!
675 |  | 83.1 | -13.8 | 10 |  | #DIV/0! | #DIV/0! |  | #DIV/0! |  | #DIV/0!
680 |  | 81.3 | -13.6 | 10.2 |  | #DIV/0! | #DIV/0! |  | #DIV/0! |  | #DIV/0!
685 |  | 76.6 | -12.8 | 9.25 |  | #DIV/0! | #DIV/0! |  | #DIV/0! |  | #DIV/0!
690 |  | 71.9 | -12 | 8.3 |  | #DIV/0! | #DIV/0! |  | #DIV/0! |  | #DIV/0!
695 |  | 73.1 | -12.65 | 8.95 |  | #DIV/0! | #DIV/0! |  | #DIV/0! |  | #DIV/0!
700 |  | 74.3 | -13.3 | 9.6 |  | #DIV/0! | #DIV/0! |  | #DIV/0! |  | #DIV/0!
705 |  | 75.35 | -13.1 | 9.05 |  | #DIV/0! | #DIV/0! |  | #DIV/0! |  | #DIV/0!
710 |  | 76.4 | -12.9 | 8.5 |  | #DIV/0! | #DIV/0! |  | #DIV/0! |  | #DIV/0!
715 |  | 69.85 | -11.75 | 7.75 |  | #DIV/0! | #DIV/0! |  | #DIV/0! |  | #DIV/0!
720 |  | 63.3 | -10.6 | 7 |  | #DIV/0! | #DIV/0! |  | #DIV/0! |  | #DIV/0!
725 |  | 67.5 | -11.1 | 7.3 |  | #DIV/0! | #DIV/0! |  | #DIV/0! |  | #DIV/0!
730 |  | 71.7 | -11.6 | 7.6 |  | #DIV/0! | #DIV/0! |  | #DIV/0! |  | #DIV/0!
735 |  | 74.35 | -11.9 | 7.8 |  | #DIV/0! | #DIV/0! |  | #DIV/0! |  | #DIV/0!
740 |  | 77 | -12.2 | 8 |  | #DIV/0! | #DIV/0! |  | #DIV/0! |  | #DIV/0!
745 |  | 71.1 | -11.2 | 7.35 |  | #DIV/0! | #DIV/0! |  | #DIV/0! |  | #DIV/0!
750 |  | 65.2 | -10.2 | 6.7 |  | #DIV/0! | #DIV/0! |  | #DIV/0! |  | #DIV/0!
755 |  | 56.45 | -9 | 5.95 |  | #DIV/0! | #DIV/0! |  | #DIV/0! |  | #DIV/0!
760 |  | 47.7 | -7.8 | 5.2 |  | #DIV/0! | #DIV/0! |  | #DIV/0! |  | #DIV/0!
765 |  | 58.15 | -9.5 | 6.3 |  | #DIV/0! | #DIV/0! |  | #DIV/0! |  | #DIV/0!
770 |  | 68.6 | -11.2 | 7.4 |  | #DIV/0! | #DIV/0! |  | #DIV/0! |  | #DIV/0!
775 |  | 66.8 | -10.8 | 7.1 |  | #DIV/0! | #DIV/0! |  | #DIV/0! |  | #DIV/0!
780 |  | 65 | -10.4 | 6.8 |  | #DIV/0! | #DIV/0! |  | #DIV/0! |  | #DIV/0!

## 4. blackbody
Perfect Blackbody (use only if CCT<5000k) -- Constructing Reference Source (r ) --
The spectra depends on 2 variables, namely, T -> absolute temperature of the blackbody and λ -> wavelength of emitted photon.
| Planck's radiation law |  |  |  |  | where, |  | where,
λ is wavelength
n is refractive index of medium, here shall be takes as 1
T is CCT
h is planck's constant
c is speed of light
The accepted values of C1 and C2 are as follows
| C1 | C2 |  |  | CCT | If variable : The 'if variable' has value 1, if CCT is lesser than 5000k, otherwise it is 0.
| 3.7418e-16 | 0.014388 |  |  | #DIV/0! | #DIV/0!
So, the equation becomes -:
where,
and
Wavelength (nm) |  | k1 | k2 | denominator | L (λ,T) | SPD
380 |  | 15031743242290214 | #DIV/0! | #DIV/0! | #DIV/0! | #DIV/0!
385 |  | 14080681807516342 | #DIV/0! | #DIV/0! | #DIV/0! | #DIV/0!
390 |  | 13200922971183480 | #DIV/0! | #DIV/0! | #DIV/0! | #DIV/0!
395 |  | 12386307397137628 | #DIV/0! | #DIV/0! | #DIV/0! | #DIV/0!
400 |  | 11631276378278618 | #DIV/0! | #DIV/0! | #DIV/0! | #DIV/0!
405 |  | 10930806741424150 | #DIV/0! | #DIV/0! | #DIV/0! | #DIV/0!
410 |  | 10280353497312850 | #DIV/0! | #DIV/0! | #DIV/0! | #DIV/0!
415 |  | 9675799234027694 | #DIV/0! | #DIV/0! | #DIV/0! | #DIV/0!
420 |  | 9113409391807784 | #DIV/0! | #DIV/0! | #DIV/0! | #DIV/0!
425 |  | 8589792676044050 | #DIV/0! | #DIV/0! | #DIV/0! | #DIV/0!
430 |  | 8101865966539963 | #DIV/0! | #DIV/0! | #DIV/0! | #DIV/0!
435 |  | 7646823167618165 | #DIV/0! | #DIV/0! | #DIV/0! | #DIV/0!
440 |  | 7222107517667452 | #DIV/0! | #DIV/0! | #DIV/0! | #DIV/0!
445 |  | 6825386940171055 | #DIV/0! | #DIV/0! | #DIV/0! | #DIV/0!
450 |  | 6454532072743547 | #DIV/0! | #DIV/0! | #DIV/0! | #DIV/0!
455 |  | 6107596657578558 | #DIV/0! | #DIV/0! | #DIV/0! | #DIV/0!
460 |  | 5782800017104677 | #DIV/0! | #DIV/0! | #DIV/0! | #DIV/0!
465 |  | 5478511373518137 | #DIV/0! | #DIV/0! | #DIV/0! | #DIV/0!
470 |  | 5193235801011924 | #DIV/0! | #DIV/0! | #DIV/0! | #DIV/0!
475 |  | 4925601625633658 | #DIV/0! | #DIV/0! | #DIV/0! | #DIV/0!
480 |  | 4674349110355027 | #DIV/0! | #DIV/0! | #DIV/0! | #DIV/0!
485 |  | 4.4383e+15 | #DIV/0! | #DIV/0! | #DIV/0! | #DIV/0!
490 |  | 4.2164e+15 | #DIV/0! | #DIV/0! | #DIV/0! | #DIV/0!
495 |  | 4.0078e+15 | #DIV/0! | #DIV/0! | #DIV/0! | #DIV/0!
500 |  | 3.8113e+15 | #DIV/0! | #DIV/0! | #DIV/0! | #DIV/0!
505 |  | 3.6264e+15 | #DIV/0! | #DIV/0! | #DIV/0! | #DIV/0!
510 |  | 3452045024773362 | #DIV/0! | #DIV/0! | #DIV/0! | #DIV/0!
515 |  | 3.2877e+15 | #DIV/0! | #DIV/0! | #DIV/0! | #DIV/0!
520 |  | 3.1326e+15 | #DIV/0! | #DIV/0! | #DIV/0! | #DIV/0!
525 |  | 2.9863e+15 | #DIV/0! | #DIV/0! | #DIV/0! | #DIV/0!
530 |  | 2848052456499645 | #DIV/0! | #DIV/0! | #DIV/0! | #DIV/0!
535 |  | 2717430352270954 | #DIV/0! | #DIV/0! | #DIV/0! | #DIV/0!
540 |  | 2593931677896550 | #DIV/0! | #DIV/0! | #DIV/0! | #DIV/0!
545 |  | 2477107308446948 | #DIV/0! | #DIV/0! | #DIV/0! | #DIV/0!
550 |  | 2.3665e+15 | #DIV/0! | #DIV/0! | #DIV/0! | #DIV/0!
555 |  | 2.2618e+15 | #DIV/0! | #DIV/0! | #DIV/0! | #DIV/0!
560 |  | 2162654767782511 | #DIV/0! | #DIV/0! | #DIV/0! | #DIV/0!
565 |  | 2.0686e+15 | #DIV/0! | #DIV/0! | #DIV/0! | #DIV/0!
570 |  | 1.9795e+15 | #DIV/0! | #DIV/0! | #DIV/0! | #DIV/0!
575 |  | 1894907909604860 | #DIV/0! | #DIV/0! | #DIV/0! | #DIV/0!
580 |  | 1.8146e+15 | #DIV/0! | #DIV/0! | #DIV/0! | #DIV/0!
585 |  | 1738393148468607 | #DIV/0! | #DIV/0! | #DIV/0! | #DIV/0!
590 |  | 1.666e+15 | #DIV/0! | #DIV/0! | #DIV/0! | #DIV/0!
595 |  | 1.5971e+15 | #DIV/0! | #DIV/0! | #DIV/0! | #DIV/0!
600 |  | 1.5317e+15 | #DIV/0! | #DIV/0! | #DIV/0! | #DIV/0!
605 |  | 1.4694e+15 | #DIV/0! | #DIV/0! | #DIV/0! | #DIV/0!
610 |  | 1.4102e+15 | #DIV/0! | #DIV/0! | #DIV/0! | #DIV/0!
615 |  | 1353791407053543 | #DIV/0! | #DIV/0! | #DIV/0! | #DIV/0!
620 |  | 1.3001e+15 | #DIV/0! | #DIV/0! | #DIV/0! | #DIV/0!
625 |  | 1.2489e+15 | #DIV/0! | #DIV/0! | #DIV/0! | #DIV/0!
630 |  | 1.2001e+15 | #DIV/0! | #DIV/0! | #DIV/0! | #DIV/0!
635 |  | 1.1536e+15 | #DIV/0! | #DIV/0! | #DIV/0! | #DIV/0!
640 |  | 1109244954898702 | #DIV/0! | #DIV/0! | #DIV/0! | #DIV/0!
645 |  | 1.0669e+15 | #DIV/0! | #DIV/0! | #DIV/0! | #DIV/0!
650 |  | 1.0265e+15 | #DIV/0! | #DIV/0! | #DIV/0! | #DIV/0!
655 |  | 9.8792e+14 | #DIV/0! | #DIV/0! | #DIV/0! | #DIV/0!
660 |  | 9.5106e+14 | #DIV/0! | #DIV/0! | #DIV/0! | #DIV/0!
665 |  | 9.1584e+14 | #DIV/0! | #DIV/0! | #DIV/0! | #DIV/0!
670 |  | 8.8217e+14 | #DIV/0! | #DIV/0! | #DIV/0! | #DIV/0!
675 |  | 8.4998e+14 | #DIV/0! | #DIV/0! | #DIV/0! | #DIV/0!
680 |  | 8.1919e+14 | #DIV/0! | #DIV/0! | #DIV/0! | #DIV/0!
685 |  | 789722432531424 | #DIV/0! | #DIV/0! | #DIV/0! | #DIV/0!
690 |  | 7.6152e+14 | #DIV/0! | #DIV/0! | #DIV/0! | #DIV/0!
695 |  | 7.3452e+14 | #DIV/0! | #DIV/0! | #DIV/0! | #DIV/0!
700 |  | 7.0866e+14 | #DIV/0! | #DIV/0! | #DIV/0! | #DIV/0!
705 |  | 683882903836961 | #DIV/0! | #DIV/0! | #DIV/0! | #DIV/0!
710 |  | 6.6014e+14 | #DIV/0! | #DIV/0! | #DIV/0! | #DIV/0!
715 |  | 6.3738e+14 | #DIV/0! | #DIV/0! | #DIV/0! | #DIV/0!
720 |  | 6.1555e+14 | #DIV/0! | #DIV/0! | #DIV/0! | #DIV/0!
725 |  | 5.9462e+14 | #DIV/0! | #DIV/0! | #DIV/0! | #DIV/0!
730 |  | 5.7453e+14 | #DIV/0! | #DIV/0! | #DIV/0! | #DIV/0!
735 |  | 5.5525e+14 | #DIV/0! | #DIV/0! | #DIV/0! | #DIV/0!
740 |  | 5.3675e+14 | #DIV/0! | #DIV/0! | #DIV/0! | #DIV/0!
745 |  | 5.1897e+14 | #DIV/0! | #DIV/0! | #DIV/0! | #DIV/0!
750 |  | 501904413976538 | #DIV/0! | #DIV/0! | #DIV/0! | #DIV/0!
755 |  | 4.855e+14 | #DIV/0! | #DIV/0! | #DIV/0! | #DIV/0!
760 |  | 4.6974e+14 | #DIV/0! | #DIV/0! | #DIV/0! | #DIV/0!
765 |  | 4.5459e+14 | #DIV/0! | #DIV/0! | #DIV/0! | #DIV/0!
770 |  | 4.4002e+14 | #DIV/0! | #DIV/0! | #DIV/0! | #DIV/0!
775 |  | 4.2601e+14 | #DIV/0! | #DIV/0! | #DIV/0! | #DIV/0!
780 |  | 4.1253e+14 | #DIV/0! | #DIV/0! | #DIV/0! | #DIV/0!

## 5. r-data
Colorimetry of Reference Source Illuminant
| Test Source | Color Matching Functions |  |  | Product for XYZ values |  |  | Results
Wavelength (nm) | SPD (relative) | xbar | ybar | zbar | SPD*xbar | SPD*ybar | SPD*zbar
380 | #DIV/0! | 0.0014 | 0 | 0.0065 | #DIV/0! | #DIV/0! | #DIV/0! | X | Y | Z
385 | #DIV/0! | 0.0022 | 0.0001 | 0.0105 | #DIV/0! | #DIV/0! | #DIV/0! | #DIV/0! | #DIV/0! | #DIV/0!
390 | #DIV/0! | 0.0042 | 0.0001 | 0.0201 | #DIV/0! | #DIV/0! | #DIV/0!
395 | #DIV/0! | 0.0076 | 0.0002 | 0.0362 | #DIV/0! | #DIV/0! | #DIV/0! | x | y
400 | #DIV/0! | 0.0143 | 0.0004 | 0.0679 | #DIV/0! | #DIV/0! | #DIV/0! | #DIV/0! | #DIV/0!
405 | #DIV/0! | 0.0232 | 0.0006 | 0.1102 | #DIV/0! | #DIV/0! | #DIV/0!
410 | #DIV/0! | 0.0435 | 0.0012 | 0.2074 | #DIV/0! | #DIV/0! | #DIV/0! | u | v
415 | #DIV/0! | 0.0776 | 0.0022 | 0.3713 | #DIV/0! | #DIV/0! | #DIV/0! | #DIV/0! | #DIV/0!
420 | #DIV/0! | 0.1344 | 0.004 | 0.6456 | #DIV/0! | #DIV/0! | #DIV/0!
425 | #DIV/0! | 0.2148 | 0.0073 | 1.0391 | #DIV/0! | #DIV/0! | #DIV/0!
430 | #DIV/0! | 0.2839 | 0.0116 | 1.3856 | #DIV/0! | #DIV/0! | #DIV/0!
435 | #DIV/0! | 0.3285 | 0.0168 | 1.623 | #DIV/0! | #DIV/0! | #DIV/0!
440 | #DIV/0! | 0.3483 | 0.023 | 1.7471 | #DIV/0! | #DIV/0! | #DIV/0!
445 | #DIV/0! | 0.3481 | 0.0298 | 1.7826 | #DIV/0! | #DIV/0! | #DIV/0!
450 | #DIV/0! | 0.3362 | 0.038 | 1.7721 | #DIV/0! | #DIV/0! | #DIV/0!
455 | #DIV/0! | 0.3187 | 0.048 | 1.7441 | #DIV/0! | #DIV/0! | #DIV/0!
460 | #DIV/0! | 0.2908 | 0.06 | 1.6692 | #DIV/0! | #DIV/0! | #DIV/0!
465 | #DIV/0! | 0.2511 | 0.0739 | 1.5281 | #DIV/0! | #DIV/0! | #DIV/0!
470 | #DIV/0! | 0.1954 | 0.091 | 1.2876 | #DIV/0! | #DIV/0! | #DIV/0!
475 | #DIV/0! | 0.1421 | 0.1126 | 1.0419 | #DIV/0! | #DIV/0! | #DIV/0!
480 | #DIV/0! | 0.0956 | 0.139 | 0.813 | #DIV/0! | #DIV/0! | #DIV/0!
485 | #DIV/0! | 0.058 | 0.1693 | 0.6162 | #DIV/0! | #DIV/0! | #DIV/0!
490 | #DIV/0! | 0.032 | 0.208 | 0.4652 | #DIV/0! | #DIV/0! | #DIV/0!
495 | #DIV/0! | 0.0147 | 0.2586 | 0.3533 | #DIV/0! | #DIV/0! | #DIV/0!
500 | #DIV/0! | 0.0049 | 0.323 | 0.272 | #DIV/0! | #DIV/0! | #DIV/0!
505 | #DIV/0! | 0.0024 | 0.4073 | 0.2123 | #DIV/0! | #DIV/0! | #DIV/0!
510 | #DIV/0! | 0.0093 | 0.503 | 0.1582 | #DIV/0! | #DIV/0! | #DIV/0!
515 | #DIV/0! | 0.0291 | 0.6082 | 0.1117 | #DIV/0! | #DIV/0! | #DIV/0!
520 | #DIV/0! | 0.0633 | 0.71 | 0.0782 | #DIV/0! | #DIV/0! | #DIV/0!
525 | #DIV/0! | 0.1096 | 0.7932 | 0.0573 | #DIV/0! | #DIV/0! | #DIV/0!
530 | #DIV/0! | 0.1655 | 0.862 | 0.0422 | #DIV/0! | #DIV/0! | #DIV/0!
535 | #DIV/0! | 0.2257 | 0.9149 | 0.0298 | #DIV/0! | #DIV/0! | #DIV/0!
540 | #DIV/0! | 0.2904 | 0.954 | 0.0203 | #DIV/0! | #DIV/0! | #DIV/0!
545 | #DIV/0! | 0.3597 | 0.9803 | 0.0134 | #DIV/0! | #DIV/0! | #DIV/0!
550 | #DIV/0! | 0.4334 | 0.995 | 0.0087 | #DIV/0! | #DIV/0! | #DIV/0!
555 | #DIV/0! | 0.5121 | 1 | 0.0057 | #DIV/0! | #DIV/0! | #DIV/0!
560 | #DIV/0! | 0.5945 | 0.995 | 0.0039 | #DIV/0! | #DIV/0! | #DIV/0!
565 | #DIV/0! | 0.6784 | 0.9786 | 0.0027 | #DIV/0! | #DIV/0! | #DIV/0!
570 | #DIV/0! | 0.7621 | 0.952 | 0.0021 | #DIV/0! | #DIV/0! | #DIV/0!
575 | #DIV/0! | 0.8425 | 0.9154 | 0.0018 | #DIV/0! | #DIV/0! | #DIV/0!
580 | #DIV/0! | 0.9163 | 0.87 | 0.0017 | #DIV/0! | #DIV/0! | #DIV/0!
585 | #DIV/0! | 0.9786 | 0.8163 | 0.0014 | #DIV/0! | #DIV/0! | #DIV/0!
590 | #DIV/0! | 1.0263 | 0.757 | 0.0011 | #DIV/0! | #DIV/0! | #DIV/0!
595 | #DIV/0! | 1.0567 | 0.6949 | 0.001 | #DIV/0! | #DIV/0! | #DIV/0!
600 | #DIV/0! | 1.0622 | 0.631 | 0.0008 | #DIV/0! | #DIV/0! | #DIV/0!
605 | #DIV/0! | 1.0456 | 0.5668 | 0.0006 | #DIV/0! | #DIV/0! | #DIV/0!
610 | #DIV/0! | 1.0026 | 0.503 | 0.0003 | #DIV/0! | #DIV/0! | #DIV/0!
615 | #DIV/0! | 0.9384 | 0.4412 | 0.0002 | #DIV/0! | #DIV/0! | #DIV/0!
620 | #DIV/0! | 0.8544 | 0.381 | 0.0002 | #DIV/0! | #DIV/0! | #DIV/0!
625 | #DIV/0! | 0.7514 | 0.321 | 0.0001 | #DIV/0! | #DIV/0! | #DIV/0!
630 | #DIV/0! | 0.6424 | 0.265 | 0 | #DIV/0! | #DIV/0! | #DIV/0!
635 | #DIV/0! | 0.5419 | 0.217 | 0 | #DIV/0! | #DIV/0! | #DIV/0!
640 | #DIV/0! | 0.4479 | 0.175 | 0 | #DIV/0! | #DIV/0! | #DIV/0!
645 | #DIV/0! | 0.3608 | 0.1382 | 0 | #DIV/0! | #DIV/0! | #DIV/0!
650 | #DIV/0! | 0.2835 | 0.107 | 0 | #DIV/0! | #DIV/0! | #DIV/0!
655 | #DIV/0! | 0.2187 | 0.0816 | 0 | #DIV/0! | #DIV/0! | #DIV/0!
660 | #DIV/0! | 0.1649 | 0.061 | 0 | #DIV/0! | #DIV/0! | #DIV/0!
665 | #DIV/0! | 0.1212 | 0.0446 | 0 | #DIV/0! | #DIV/0! | #DIV/0!
670 | #DIV/0! | 0.0874 | 0.032 | 0 | #DIV/0! | #DIV/0! | #DIV/0!
675 | #DIV/0! | 0.0636 | 0.0232 | 0 | #DIV/0! | #DIV/0! | #DIV/0!
680 | #DIV/0! | 0.0468 | 0.017 | 0 | #DIV/0! | #DIV/0! | #DIV/0!
685 | #DIV/0! | 0.0329 | 0.0119 | 0 | #DIV/0! | #DIV/0! | #DIV/0!
690 | #DIV/0! | 0.0227 | 0.0082 | 0 | #DIV/0! | #DIV/0! | #DIV/0!
695 | #DIV/0! | 0.0158 | 0.0057 | 0 | #DIV/0! | #DIV/0! | #DIV/0!
700 | #DIV/0! | 0.0114 | 0.0041 | 0 | #DIV/0! | #DIV/0! | #DIV/0!
705 | #DIV/0! | 0.0081 | 0.0029 | 0 | #DIV/0! | #DIV/0! | #DIV/0!
710 | #DIV/0! | 0.0058 | 0.0021 | 0 | #DIV/0! | #DIV/0! | #DIV/0!
715 | #DIV/0! | 0.0041 | 0.0015 | 0 | #DIV/0! | #DIV/0! | #DIV/0!
720 | #DIV/0! | 0.0029 | 0.001 | 0 | #DIV/0! | #DIV/0! | #DIV/0!
725 | #DIV/0! | 0.002 | 0.0007 | 0 | #DIV/0! | #DIV/0! | #DIV/0!
730 | #DIV/0! | 0.0014 | 0.0005 | 0 | #DIV/0! | #DIV/0! | #DIV/0!
735 | #DIV/0! | 0.001 | 0.0004 | 0 | #DIV/0! | #DIV/0! | #DIV/0!
740 | #DIV/0! | 0.0007 | 0.0002 | 0 | #DIV/0! | #DIV/0! | #DIV/0!
745 | #DIV/0! | 0.0005 | 0.0002 | 0 | #DIV/0! | #DIV/0! | #DIV/0!
750 | #DIV/0! | 0.0003 | 0.0001 | 0 | #DIV/0! | #DIV/0! | #DIV/0!
755 | #DIV/0! | 0.0002 | 0.0001 | 0 | #DIV/0! | #DIV/0! | #DIV/0!
760 | #DIV/0! | 0.0002 | 0.0001 | 0 | #DIV/0! | #DIV/0! | #DIV/0!
765 | #DIV/0! | 0.0001 | 0 | 0 | #DIV/0! | #DIV/0! | #DIV/0!
770 | #DIV/0! | 0.0001 | 0 | 0 | #DIV/0! | #DIV/0! | #DIV/0!
775 | #DIV/0! | 0.0001 | 0 | 0 | #DIV/0! | #DIV/0! | #DIV/0!
780 | #DIV/0! | 0 | 0 | 0 | #DIV/0! | #DIV/0! | #DIV/0!
Summation
[5 empty] | #DIV/0! | #DIV/0! | #DIV/0!
Scaling Y to 100
[5 empty] | #DIV/0! | #DIV/0! | #DIV/0!

## 6. k-munsell
Colorimetry of Munsell Test colors for - Test Source Illuminant -(k) | [66 empty] | Colorimetry Values
| Test Source | Color Matching Functions |  |  | Spectral Reflectance of Munsell Test Colors | [7 empty] | Spectral Reflectance of Munsell Test Colors | [6 empty] | Integral Values - 1 |  |  | Integral Values - 2 |  |  | Integral Values - 3 |  |  | Integral Values - 4 |  |  | Integral Values - 5 |  |  | Integral Values - 6 |  |  | Integral Values - 7 |  |  | Integral Values - 8 |  |  | Integral Values - 9 |  |  | Integral Values - 10 |  |  | Integral Values - 11 |  |  | Integral Values - 12 |  |  | Integral Values - 13 |  |  | Integral Values - 14 |  |  | Integral Values - 15 |  |  | Constant vaue calculation |  | Munsell Test Color
Wavelength (nm) | SPD (relative) | xbar | ybar | zbar | 1 | 2 | 3 | 4 | 5 | 6 | 7 | 8 | 9 | 10 | 11 | 12 | 13 | 14 | 15 | X(k,1) | Y(k,1) | Z(k,1) | X(k,2) | Y(k,2) | Z(k,2) | X(k,3) | Y(k,3) | Z(k,3) | X(k,4) | Y(k,4) | Z(k,4) | X(k,5) | Y(k,5) | Z(k,5) | X(k,6) | Y(k,6) | Z(k,6) | X(k,7) | Y(k,7) | Z(k,7) | X(k,8) | Y(k,8) | Z(k,8) | X(k,9) | Y(k,9) | Z(k,9) | X(k,10) | Y(k,10) | Z(k,10) | X(k,11) | Y(k,11) | Z(k,11) | X(k,12) | Y(k,12) | Z(k,12) | X(k,13) | Y(k,13) | Z(k,13) | X(k,14) | Y(k,14) | Z(k,14) | X(k,15) | Y(k,15) | Z(k,15) |  |  | S. No.--> (i) | X (k,i) | Y (k,i) | Z (k,i) | x (k,i) | y (k,i) | u (k,i) | v (k,i)
380 | 0 | 0.0014 | 0 | 0.0065 | 0.219 | 0.07 | 0.065 | 0.074 | 0.295 | 0.151 | 0.378 | 0.104 | 0.066 | 0.05 | 0.111 | 0.12 | 0.104 | 0.036 | 0.131 | 0 | 0 | 0 | 0 | 0 | 0 | 0 | 0 | 0 | 0 | 0 | 0 | 0 | 0 | 0 | 0 | 0 | 0 | 0 | 0 | 0 | 0 | 0 | 0 | 0 | 0 | 0 | 0 | 0 | 0 | 0 | 0 | 0 | 0 | 0 | 0 | 0 | 0 | 0 | 0 | 0 | 0 | 0 | 0 | 0 |  | 0 | 1 | #DIV/0! | #DIV/0! | #DIV/0! | #DIV/0! | #DIV/0! | #DIV/0! | #DIV/0!
385 | 0 | 0.0022 | 0.0001 | 0.0105 | 0.239 | 0.079 | 0.068 | 0.083 | 0.306 | 0.203 | 0.459 | 0.129 | 0.062 | 0.054 | 0.121 | 0.103 | 0.127 | 0.036 | 0.139 | 0 | 0 | 0 | 0 | 0 | 0 | 0 | 0 | 0 | 0 | 0 | 0 | 0 | 0 | 0 | 0 | 0 | 0 | 0 | 0 | 0 | 0 | 0 | 0 | 0 | 0 | 0 | 0 | 0 | 0 | 0 | 0 | 0 | 0 | 0 | 0 | 0 | 0 | 0 | 0 | 0 | 0 | 0 | 0 | 0 |  | 0 | 2 | #DIV/0! | #DIV/0! | #DIV/0! | #DIV/0! | #DIV/0! | #DIV/0! | #DIV/0!
390 | 0 | 0.0042 | 0.0001 | 0.0201 | 0.252 | 0.089 | 0.07 | 0.093 | 0.31 | 0.265 | 0.524 | 0.17 | 0.058 | 0.059 | 0.127 | 0.09 | 0.161 | 0.037 | 0.147 | 0 | 0 | 0 | 0 | 0 | 0 | 0 | 0 | 0 | 0 | 0 | 0 | 0 | 0 | 0 | 0 | 0 | 0 | 0 | 0 | 0 | 0 | 0 | 0 | 0 | 0 | 0 | 0 | 0 | 0 | 0 | 0 | 0 | 0 | 0 | 0 | 0 | 0 | 0 | 0 | 0 | 0 | 0 | 0 | 0 |  | 0 | 3 | #DIV/0! | #DIV/0! | #DIV/0! | #DIV/0! | #DIV/0! | #DIV/0! | #DIV/0!
395 | 0 | 0.0076 | 0.0002 | 0.0362 | 0.256 | 0.101 | 0.072 | 0.105 | 0.312 | 0.339 | 0.546 | 0.24 | 0.055 | 0.063 | 0.129 | 0.082 | 0.211 | 0.038 | 0.153 | 0 | 0 | 0 | 0 | 0 | 0 | 0 | 0 | 0 | 0 | 0 | 0 | 0 | 0 | 0 | 0 | 0 | 0 | 0 | 0 | 0 | 0 | 0 | 0 | 0 | 0 | 0 | 0 | 0 | 0 | 0 | 0 | 0 | 0 | 0 | 0 | 0 | 0 | 0 | 0 | 0 | 0 | 0 | 0 | 0 |  | 0 | 4 | #DIV/0! | #DIV/0! | #DIV/0! | #DIV/0! | #DIV/0! | #DIV/0! | #DIV/0!
400 | 0 | 0.0143 | 0.0004 | 0.0679 | 0.256 | 0.111 | 0.073 | 0.116 | 0.313 | 0.41 | 0.551 | 0.319 | 0.052 | 0.066 | 0.127 | 0.076 | 0.264 | 0.039 | 0.158 | 0 | 0 | 0 | 0 | 0 | 0 | 0 | 0 | 0 | 0 | 0 | 0 | 0 | 0 | 0 | 0 | 0 | 0 | 0 | 0 | 0 | 0 | 0 | 0 | 0 | 0 | 0 | 0 | 0 | 0 | 0 | 0 | 0 | 0 | 0 | 0 | 0 | 0 | 0 | 0 | 0 | 0 | 0 | 0 | 0 |  | 0 | 5 | #DIV/0! | #DIV/0! | #DIV/0! | #DIV/0! | #DIV/0! | #DIV/0! | #DIV/0!
405 | 0 | 0.0232 | 0.0006 | 0.1102 | 0.254 | 0.116 | 0.073 | 0.121 | 0.315 | 0.464 | 0.555 | 0.416 | 0.052 | 0.067 | 0.121 | 0.068 | 0.313 | 0.039 | 0.162 | 0 | 0 | 0 | 0 | 0 | 0 | 0 | 0 | 0 | 0 | 0 | 0 | 0 | 0 | 0 | 0 | 0 | 0 | 0 | 0 | 0 | 0 | 0 | 0 | 0 | 0 | 0 | 0 | 0 | 0 | 0 | 0 | 0 | 0 | 0 | 0 | 0 | 0 | 0 | 0 | 0 | 0 | 0 | 0 | 0 |  | 0 | 6 | #DIV/0! | #DIV/0! | #DIV/0! | #DIV/0! | #DIV/0! | #DIV/0! | #DIV/0!
410 | 0 | 0.0435 | 0.0012 | 0.2074 | 0.252 | 0.118 | 0.074 | 0.124 | 0.319 | 0.492 | 0.559 | 0.462 | 0.051 | 0.068 | 0.116 | 0.064 | 0.341 | 0.04 | 0.164 | 0 | 0 | 0 | 0 | 0 | 0 | 0 | 0 | 0 | 0 | 0 | 0 | 0 | 0 | 0 | 0 | 0 | 0 | 0 | 0 | 0 | 0 | 0 | 0 | 0 | 0 | 0 | 0 | 0 | 0 | 0 | 0 | 0 | 0 | 0 | 0 | 0 | 0 | 0 | 0 | 0 | 0 | 0 | 0 | 0 |  | 0 | 7 | #DIV/0! | #DIV/0! | #DIV/0! | #DIV/0! | #DIV/0! | #DIV/0! | #DIV/0!
415 | 0 | 0.0776 | 0.0022 | 0.3713 | 0.248 | 0.12 | 0.074 | 0.126 | 0.322 | 0.508 | 0.56 | 0.482 | 0.05 | 0.069 | 0.112 | 0.065 | 0.352 | 0.041 | 0.167 | 0 | 0 | 0 | 0 | 0 | 0 | 0 | 0 | 0 | 0 | 0 | 0 | 0 | 0 | 0 | 0 | 0 | 0 | 0 | 0 | 0 | 0 | 0 | 0 | 0 | 0 | 0 | 0 | 0 | 0 | 0 | 0 | 0 | 0 | 0 | 0 | 0 | 0 | 0 | 0 | 0 | 0 | 0 | 0 | 0 |  | 0 | 8 | #DIV/0! | #DIV/0! | #DIV/0! | #DIV/0! | #DIV/0! | #DIV/0! | #DIV/0!
420 | 0 | 0.1344 | 0.004 | 0.6456 | 0.244 | 0.121 | 0.074 | 0.128 | 0.326 | 0.517 | 0.561 | 0.49 | 0.05 | 0.069 | 0.108 | 0.075 | 0.359 | 0.042 | 0.17 | 0 | 0 | 0 | 0 | 0 | 0 | 0 | 0 | 0 | 0 | 0 | 0 | 0 | 0 | 0 | 0 | 0 | 0 | 0 | 0 | 0 | 0 | 0 | 0 | 0 | 0 | 0 | 0 | 0 | 0 | 0 | 0 | 0 | 0 | 0 | 0 | 0 | 0 | 0 | 0 | 0 | 0 | 0 | 0 | 0 |  | 0 | 9 | #DIV/0! | #DIV/0! | #DIV/0! | #DIV/0! | #DIV/0! | #DIV/0! | #DIV/0!
425 | 0 | 0.2148 | 0.0073 | 1.0391 | 0.24 | 0.122 | 0.073 | 0.131 | 0.33 | 0.524 | 0.558 | 0.488 | 0.049 | 0.07 | 0.105 | 0.093 | 0.361 | 0.042 | 0.175 | 0 | 0 | 0 | 0 | 0 | 0 | 0 | 0 | 0 | 0 | 0 | 0 | 0 | 0 | 0 | 0 | 0 | 0 | 0 | 0 | 0 | 0 | 0 | 0 | 0 | 0 | 0 | 0 | 0 | 0 | 0 | 0 | 0 | 0 | 0 | 0 | 0 | 0 | 0 | 0 | 0 | 0 | 0 | 0 | 0 |  | 0 | 10 | #DIV/0! | #DIV/0! | #DIV/0! | #DIV/0! | #DIV/0! | #DIV/0! | #DIV/0!
430 | 0 | 0.2839 | 0.0116 | 1.3856 | 0.237 | 0.122 | 0.073 | 0.135 | 0.334 | 0.531 | 0.556 | 0.482 | 0.048 | 0.072 | 0.104 | 0.123 | 0.364 | 0.043 | 0.182 | 0 | 0 | 0 | 0 | 0 | 0 | 0 | 0 | 0 | 0 | 0 | 0 | 0 | 0 | 0 | 0 | 0 | 0 | 0 | 0 | 0 | 0 | 0 | 0 | 0 | 0 | 0 | 0 | 0 | 0 | 0 | 0 | 0 | 0 | 0 | 0 | 0 | 0 | 0 | 0 | 0 | 0 | 0 | 0 | 0 |  | 0 | 11 | #DIV/0! | #DIV/0! | #DIV/0! | #DIV/0! | #DIV/0! | #DIV/0! | #DIV/0!
435 | 0 | 0.3285 | 0.0168 | 1.623 | 0.232 | 0.122 | 0.073 | 0.139 | 0.339 | 0.538 | 0.551 | 0.473 | 0.047 | 0.073 | 0.104 | 0.16 | 0.365 | 0.044 | 0.192 | 0 | 0 | 0 | 0 | 0 | 0 | 0 | 0 | 0 | 0 | 0 | 0 | 0 | 0 | 0 | 0 | 0 | 0 | 0 | 0 | 0 | 0 | 0 | 0 | 0 | 0 | 0 | 0 | 0 | 0 | 0 | 0 | 0 | 0 | 0 | 0 | 0 | 0 | 0 | 0 | 0 | 0 | 0 | 0 | 0 |  | 0 | 12 | #DIV/0! | #DIV/0! | #DIV/0! | #DIV/0! | #DIV/0! | #DIV/0! | #DIV/0!
440 | 0 | 0.3483 | 0.023 | 1.7471 | 0.23 | 0.123 | 0.073 | 0.144 | 0.346 | 0.544 | 0.544 | 0.462 | 0.046 | 0.076 | 0.105 | 0.207 | 0.367 | 0.044 | 0.203 | 0 | 0 | 0 | 0 | 0 | 0 | 0 | 0 | 0 | 0 | 0 | 0 | 0 | 0 | 0 | 0 | 0 | 0 | 0 | 0 | 0 | 0 | 0 | 0 | 0 | 0 | 0 | 0 | 0 | 0 | 0 | 0 | 0 | 0 | 0 | 0 | 0 | 0 | 0 | 0 | 0 | 0 | 0 | 0 | 0 |  | 0 | 13 | #DIV/0! | #DIV/0! | #DIV/0! | #DIV/0! | #DIV/0! | #DIV/0! | #DIV/0!
445 | 0 | 0.3481 | 0.0298 | 1.7826 | 0.226 | 0.124 | 0.073 | 0.151 | 0.352 | 0.551 | 0.535 | 0.45 | 0.044 | 0.078 | 0.106 | 0.256 | 0.369 | 0.045 | 0.212 | 0 | 0 | 0 | 0 | 0 | 0 | 0 | 0 | 0 | 0 | 0 | 0 | 0 | 0 | 0 | 0 | 0 | 0 | 0 | 0 | 0 | 0 | 0 | 0 | 0 | 0 | 0 | 0 | 0 | 0 | 0 | 0 | 0 | 0 | 0 | 0 | 0 | 0 | 0 | 0 | 0 | 0 | 0 | 0 | 0 |  | 0 | 14 | #DIV/0! | #DIV/0! | #DIV/0! | #DIV/0! | #DIV/0! | #DIV/0! | #DIV/0!
450 | 0 | 0.3362 | 0.038 | 1.7721 | 0.225 | 0.127 | 0.074 | 0.161 | 0.36 | 0.556 | 0.522 | 0.439 | 0.042 | 0.083 | 0.11 | 0.3 | 0.372 | 0.045 | 0.221 | 0 | 0 | 0 | 0 | 0 | 0 | 0 | 0 | 0 | 0 | 0 | 0 | 0 | 0 | 0 | 0 | 0 | 0 | 0 | 0 | 0 | 0 | 0 | 0 | 0 | 0 | 0 | 0 | 0 | 0 | 0 | 0 | 0 | 0 | 0 | 0 | 0 | 0 | 0 | 0 | 0 | 0 | 0 | 0 | 0 |  | 0 | 15 | #DIV/0! | #DIV/0! | #DIV/0! | #DIV/0! | #DIV/0! | #DIV/0! | #DIV/0!
455 | 0 | 0.3187 | 0.048 | 1.7441 | 0.222 | 0.128 | 0.075 | 0.172 | 0.369 | 0.556 | 0.506 | 0.426 | 0.041 | 0.088 | 0.115 | 0.331 | 0.374 | 0.046 | 0.229 | 0 | 0 | 0 | 0 | 0 | 0 | 0 | 0 | 0 | 0 | 0 | 0 | 0 | 0 | 0 | 0 | 0 | 0 | 0 | 0 | 0 | 0 | 0 | 0 | 0 | 0 | 0 | 0 | 0 | 0 | 0 | 0 | 0 | 0 | 0 | 0 | 0 | 0 | 0 | 0 | 0 | 0 | 0 | 0 | 0 |  | 0
460 | 0 | 0.2908 | 0.06 | 1.6692 | 0.22 | 0.131 | 0.077 | 0.186 | 0.381 | 0.554 | 0.488 | 0.413 | 0.038 | 0.095 | 0.123 | 0.346 | 0.376 | 0.047 | 0.236 | 0 | 0 | 0 | 0 | 0 | 0 | 0 | 0 | 0 | 0 | 0 | 0 | 0 | 0 | 0 | 0 | 0 | 0 | 0 | 0 | 0 | 0 | 0 | 0 | 0 | 0 | 0 | 0 | 0 | 0 | 0 | 0 | 0 | 0 | 0 | 0 | 0 | 0 | 0 | 0 | 0 | 0 | 0 | 0 | 0 |  | 0
465 | 0 | 0.2511 | 0.0739 | 1.5281 | 0.218 | 0.134 | 0.08 | 0.205 | 0.394 | 0.549 | 0.469 | 0.397 | 0.035 | 0.103 | 0.134 | 0.347 | 0.379 | 0.048 | 0.243 | 0 | 0 | 0 | 0 | 0 | 0 | 0 | 0 | 0 | 0 | 0 | 0 | 0 | 0 | 0 | 0 | 0 | 0 | 0 | 0 | 0 | 0 | 0 | 0 | 0 | 0 | 0 | 0 | 0 | 0 | 0 | 0 | 0 | 0 | 0 | 0 | 0 | 0 | 0 | 0 | 0 | 0 | 0 | 0 | 0 |  | 0
470 | 0 | 0.1954 | 0.091 | 1.2876 | 0.216 | 0.138 | 0.085 | 0.229 | 0.403 | 0.541 | 0.448 | 0.382 | 0.033 | 0.113 | 0.148 | 0.341 | 0.384 | 0.05 | 0.249 | 0 | 0 | 0 | 0 | 0 | 0 | 0 | 0 | 0 | 0 | 0 | 0 | 0 | 0 | 0 | 0 | 0 | 0 | 0 | 0 | 0 | 0 | 0 | 0 | 0 | 0 | 0 | 0 | 0 | 0 | 0 | 0 | 0 | 0 | 0 | 0 | 0 | 0 | 0 | 0 | 0 | 0 | 0 | 0 | 0 |  | 0
475 | 0 | 0.1421 | 0.1126 | 1.0419 | 0.214 | 0.143 | 0.094 | 0.254 | 0.41 | 0.531 | 0.429 | 0.366 | 0.031 | 0.125 | 0.167 | 0.328 | 0.389 | 0.052 | 0.254 | 0 | 0 | 0 | 0 | 0 | 0 | 0 | 0 | 0 | 0 | 0 | 0 | 0 | 0 | 0 | 0 | 0 | 0 | 0 | 0 | 0 | 0 | 0 | 0 | 0 | 0 | 0 | 0 | 0 | 0 | 0 | 0 | 0 | 0 | 0 | 0 | 0 | 0 | 0 | 0 | 0 | 0 | 0 | 0 | 0 |  | 0
480 | 0 | 0.0956 | 0.139 | 0.813 | 0.214 | 0.15 | 0.109 | 0.281 | 0.415 | 0.519 | 0.408 | 0.352 | 0.03 | 0.142 | 0.192 | 0.307 | 0.397 | 0.055 | 0.259 | 0 | 0 | 0 | 0 | 0 | 0 | 0 | 0 | 0 | 0 | 0 | 0 | 0 | 0 | 0 | 0 | 0 | 0 | 0 | 0 | 0 | 0 | 0 | 0 | 0 | 0 | 0 | 0 | 0 | 0 | 0 | 0 | 0 | 0 | 0 | 0 | 0 | 0 | 0 | 0 | 0 | 0 | 0 | 0 | 0 |  | 0
485 | 0 | 0.058 | 0.1693 | 0.6162 | 0.214 | 0.159 | 0.126 | 0.308 | 0.418 | 0.504 | 0.385 | 0.337 | 0.029 | 0.162 | 0.219 | 0.282 | 0.405 | 0.057 | 0.264 | 0 | 0 | 0 | 0 | 0 | 0 | 0 | 0 | 0 | 0 | 0 | 0 | 0 | 0 | 0 | 0 | 0 | 0 | 0 | 0 | 0 | 0 | 0 | 0 | 0 | 0 | 0 | 0 | 0 | 0 | 0 | 0 | 0 | 0 | 0 | 0 | 0 | 0 | 0 | 0 | 0 | 0 | 0 | 0 | 0 |  | 0
490 | 0 | 0.032 | 0.208 | 0.4652 | 0.216 | 0.174 | 0.148 | 0.332 | 0.419 | 0.488 | 0.363 | 0.325 | 0.028 | 0.189 | 0.252 | 0.257 | 0.416 | 0.062 | 0.269 | 0 | 0 | 0 | 0 | 0 | 0 | 0 | 0 | 0 | 0 | 0 | 0 | 0 | 0 | 0 | 0 | 0 | 0 | 0 | 0 | 0 | 0 | 0 | 0 | 0 | 0 | 0 | 0 | 0 | 0 | 0 | 0 | 0 | 0 | 0 | 0 | 0 | 0 | 0 | 0 | 0 | 0 | 0 | 0 | 0 |  | 0
495 | 0 | 0.0147 | 0.2586 | 0.3533 | 0.218 | 0.19 | 0.172 | 0.352 | 0.417 | 0.469 | 0.341 | 0.31 | 0.028 | 0.219 | 0.291 | 0.23 | 0.429 | 0.067 | 0.276 | 0 | 0 | 0 | 0 | 0 | 0 | 0 | 0 | 0 | 0 | 0 | 0 | 0 | 0 | 0 | 0 | 0 | 0 | 0 | 0 | 0 | 0 | 0 | 0 | 0 | 0 | 0 | 0 | 0 | 0 | 0 | 0 | 0 | 0 | 0 | 0 | 0 | 0 | 0 | 0 | 0 | 0 | 0 | 0 | 0 |  | 0
500 | 0 | 0.0049 | 0.323 | 0.272 | 0.223 | 0.207 | 0.198 | 0.37 | 0.413 | 0.45 | 0.324 | 0.299 | 0.028 | 0.262 | 0.325 | 0.204 | 0.443 | 0.075 | 0.284 | 0 | 0 | 0 | 0 | 0 | 0 | 0 | 0 | 0 | 0 | 0 | 0 | 0 | 0 | 0 | 0 | 0 | 0 | 0 | 0 | 0 | 0 | 0 | 0 | 0 | 0 | 0 | 0 | 0 | 0 | 0 | 0 | 0 | 0 | 0 | 0 | 0 | 0 | 0 | 0 | 0 | 0 | 0 | 0 | 0 |  | 0
505 | 0 | 0.0024 | 0.4073 | 0.2123 | 0.225 | 0.225 | 0.221 | 0.383 | 0.409 | 0.431 | 0.311 | 0.289 | 0.029 | 0.305 | 0.347 | 0.178 | 0.454 | 0.083 | 0.291 | 0 | 0 | 0 | 0 | 0 | 0 | 0 | 0 | 0 | 0 | 0 | 0 | 0 | 0 | 0 | 0 | 0 | 0 | 0 | 0 | 0 | 0 | 0 | 0 | 0 | 0 | 0 | 0 | 0 | 0 | 0 | 0 | 0 | 0 | 0 | 0 | 0 | 0 | 0 | 0 | 0 | 0 | 0 | 0 | 0 |  | 0
510 | 0 | 0.0093 | 0.503 | 0.1582 | 0.226 | 0.242 | 0.241 | 0.39 | 0.403 | 0.414 | 0.301 | 0.283 | 0.03 | 0.365 | 0.356 | 0.154 | 0.461 | 0.092 | 0.296 | 0 | 0 | 0 | 0 | 0 | 0 | 0 | 0 | 0 | 0 | 0 | 0 | 0 | 0 | 0 | 0 | 0 | 0 | 0 | 0 | 0 | 0 | 0 | 0 | 0 | 0 | 0 | 0 | 0 | 0 | 0 | 0 | 0 | 0 | 0 | 0 | 0 | 0 | 0 | 0 | 0 | 0 | 0 | 0 | 0 |  | 0
515 | 0 | 0.0291 | 0.6082 | 0.1117 | 0.226 | 0.253 | 0.26 | 0.394 | 0.396 | 0.395 | 0.291 | 0.276 | 0.03 | 0.416 | 0.353 | 0.129 | 0.466 | 0.1 | 0.298 | 0 | 0 | 0 | 0 | 0 | 0 | 0 | 0 | 0 | 0 | 0 | 0 | 0 | 0 | 0 | 0 | 0 | 0 | 0 | 0 | 0 | 0 | 0 | 0 | 0 | 0 | 0 | 0 | 0 | 0 | 0 | 0 | 0 | 0 | 0 | 0 | 0 | 0 | 0 | 0 | 0 | 0 | 0 | 0 | 0 |  | 0
520 | 0 | 0.0633 | 0.71 | 0.0782 | 0.225 | 0.26 | 0.278 | 0.395 | 0.389 | 0.377 | 0.283 | 0.27 | 0.031 | 0.465 | 0.346 | 0.109 | 0.469 | 0.108 | 0.296 | 0 | 0 | 0 | 0 | 0 | 0 | 0 | 0 | 0 | 0 | 0 | 0 | 0 | 0 | 0 | 0 | 0 | 0 | 0 | 0 | 0 | 0 | 0 | 0 | 0 | 0 | 0 | 0 | 0 | 0 | 0 | 0 | 0 | 0 | 0 | 0 | 0 | 0 | 0 | 0 | 0 | 0 | 0 | 0 | 0 |  | 0
525 | 0 | 0.1096 | 0.7932 | 0.0573 | 0.225 | 0.264 | 0.302 | 0.392 | 0.381 | 0.358 | 0.273 | 0.262 | 0.031 | 0.509 | 0.333 | 0.09 | 0.471 | 0.121 | 0.289 | 0 | 0 | 0 | 0 | 0 | 0 | 0 | 0 | 0 | 0 | 0 | 0 | 0 | 0 | 0 | 0 | 0 | 0 | 0 | 0 | 0 | 0 | 0 | 0 | 0 | 0 | 0 | 0 | 0 | 0 | 0 | 0 | 0 | 0 | 0 | 0 | 0 | 0 | 0 | 0 | 0 | 0 | 0 | 0 | 0 |  | 0
530 | 0 | 0.1655 | 0.862 | 0.0422 | 0.227 | 0.267 | 0.339 | 0.385 | 0.372 | 0.341 | 0.265 | 0.256 | 0.032 | 0.546 | 0.314 | 0.075 | 0.474 | 0.133 | 0.282 | 0 | 0 | 0 | 0 | 0 | 0 | 0 | 0 | 0 | 0 | 0 | 0 | 0 | 0 | 0 | 0 | 0 | 0 | 0 | 0 | 0 | 0 | 0 | 0 | 0 | 0 | 0 | 0 | 0 | 0 | 0 | 0 | 0 | 0 | 0 | 0 | 0 | 0 | 0 | 0 | 0 | 0 | 0 | 0 | 0 |  | 0
535 | 0 | 0.2257 | 0.9149 | 0.0298 | 0.23 | 0.269 | 0.37 | 0.377 | 0.363 | 0.325 | 0.26 | 0.251 | 0.032 | 0.581 | 0.294 | 0.062 | 0.476 | 0.142 | 0.276 | 0 | 0 | 0 | 0 | 0 | 0 | 0 | 0 | 0 | 0 | 0 | 0 | 0 | 0 | 0 | 0 | 0 | 0 | 0 | 0 | 0 | 0 | 0 | 0 | 0 | 0 | 0 | 0 | 0 | 0 | 0 | 0 | 0 | 0 | 0 | 0 | 0 | 0 | 0 | 0 | 0 | 0 | 0 | 0 | 0 |  | 0
540 | 0 | 0.2904 | 0.954 | 0.0203 | 0.236 | 0.272 | 0.392 | 0.367 | 0.353 | 0.309 | 0.257 | 0.25 | 0.033 | 0.61 | 0.271 | 0.051 | 0.483 | 0.15 | 0.274 | 0 | 0 | 0 | 0 | 0 | 0 | 0 | 0 | 0 | 0 | 0 | 0 | 0 | 0 | 0 | 0 | 0 | 0 | 0 | 0 | 0 | 0 | 0 | 0 | 0 | 0 | 0 | 0 | 0 | 0 | 0 | 0 | 0 | 0 | 0 | 0 | 0 | 0 | 0 | 0 | 0 | 0 | 0 | 0 | 0 |  | 0
545 | 0 | 0.3597 | 0.9803 | 0.0134 | 0.245 | 0.276 | 0.399 | 0.354 | 0.342 | 0.293 | 0.257 | 0.251 | 0.034 | 0.634 | 0.248 | 0.041 | 0.49 | 0.154 | 0.276 | 0 | 0 | 0 | 0 | 0 | 0 | 0 | 0 | 0 | 0 | 0 | 0 | 0 | 0 | 0 | 0 | 0 | 0 | 0 | 0 | 0 | 0 | 0 | 0 | 0 | 0 | 0 | 0 | 0 | 0 | 0 | 0 | 0 | 0 | 0 | 0 | 0 | 0 | 0 | 0 | 0 | 0 | 0 | 0 | 0 |  | 0
550 | 0 | 0.4334 | 0.995 | 0.0087 | 0.253 | 0.282 | 0.4 | 0.341 | 0.331 | 0.279 | 0.259 | 0.254 | 0.035 | 0.653 | 0.227 | 0.035 | 0.506 | 0.155 | 0.281 | 0 | 0 | 0 | 0 | 0 | 0 | 0 | 0 | 0 | 0 | 0 | 0 | 0 | 0 | 0 | 0 | 0 | 0 | 0 | 0 | 0 | 0 | 0 | 0 | 0 | 0 | 0 | 0 | 0 | 0 | 0 | 0 | 0 | 0 | 0 | 0 | 0 | 0 | 0 | 0 | 0 | 0 | 0 | 0 | 0 |  | 0
555 | 0 | 0.5121 | 1 | 0.0057 | 0.262 | 0.289 | 0.393 | 0.327 | 0.32 | 0.265 | 0.26 | 0.258 | 0.037 | 0.666 | 0.206 | 0.029 | 0.526 | 0.152 | 0.286 | 0 | 0 | 0 | 0 | 0 | 0 | 0 | 0 | 0 | 0 | 0 | 0 | 0 | 0 | 0 | 0 | 0 | 0 | 0 | 0 | 0 | 0 | 0 | 0 | 0 | 0 | 0 | 0 | 0 | 0 | 0 | 0 | 0 | 0 | 0 | 0 | 0 | 0 | 0 | 0 | 0 | 0 | 0 | 0 | 0 |  | 0
560 | 0 | 0.5945 | 0.995 | 0.0039 | 0.272 | 0.299 | 0.38 | 0.312 | 0.308 | 0.253 | 0.26 | 0.264 | 0.041 | 0.678 | 0.188 | 0.025 | 0.553 | 0.147 | 0.291 | 0 | 0 | 0 | 0 | 0 | 0 | 0 | 0 | 0 | 0 | 0 | 0 | 0 | 0 | 0 | 0 | 0 | 0 | 0 | 0 | 0 | 0 | 0 | 0 | 0 | 0 | 0 | 0 | 0 | 0 | 0 | 0 | 0 | 0 | 0 | 0 | 0 | 0 | 0 | 0 | 0 | 0 | 0 | 0 | 0 |  | 0
565 | 0 | 0.6784 | 0.9786 | 0.0027 | 0.283 | 0.309 | 0.365 | 0.296 | 0.296 | 0.241 | 0.258 | 0.269 | 0.044 | 0.687 | 0.17 | 0.022 | 0.582 | 0.14 | 0.289 | 0 | 0 | 0 | 0 | 0 | 0 | 0 | 0 | 0 | 0 | 0 | 0 | 0 | 0 | 0 | 0 | 0 | 0 | 0 | 0 | 0 | 0 | 0 | 0 | 0 | 0 | 0 | 0 | 0 | 0 | 0 | 0 | 0 | 0 | 0 | 0 | 0 | 0 | 0 | 0 | 0 | 0 | 0 | 0 | 0 |  | 0
570 | 0 | 0.7621 | 0.952 | 0.0021 | 0.298 | 0.322 | 0.349 | 0.28 | 0.284 | 0.234 | 0.256 | 0.272 | 0.048 | 0.693 | 0.153 | 0.019 | 0.618 | 0.133 | 0.286 | 0 | 0 | 0 | 0 | 0 | 0 | 0 | 0 | 0 | 0 | 0 | 0 | 0 | 0 | 0 | 0 | 0 | 0 | 0 | 0 | 0 | 0 | 0 | 0 | 0 | 0 | 0 | 0 | 0 | 0 | 0 | 0 | 0 | 0 | 0 | 0 | 0 | 0 | 0 | 0 | 0 | 0 | 0 | 0 | 0 |  | 0
575 | 0 | 0.8425 | 0.9154 | 0.0018 | 0.318 | 0.329 | 0.332 | 0.263 | 0.271 | 0.227 | 0.254 | 0.274 | 0.052 | 0.698 | 0.138 | 0.017 | 0.651 | 0.125 | 0.28 | 0 | 0 | 0 | 0 | 0 | 0 | 0 | 0 | 0 | 0 | 0 | 0 | 0 | 0 | 0 | 0 | 0 | 0 | 0 | 0 | 0 | 0 | 0 | 0 | 0 | 0 | 0 | 0 | 0 | 0 | 0 | 0 | 0 | 0 | 0 | 0 | 0 | 0 | 0 | 0 | 0 | 0 | 0 | 0 | 0 |  | 0
580 | 0 | 0.9163 | 0.87 | 0.0017 | 0.341 | 0.335 | 0.315 | 0.247 | 0.26 | 0.225 | 0.254 | 0.278 | 0.06 | 0.701 | 0.125 | 0.017 | 0.68 | 0.118 | 0.285 | 0 | 0 | 0 | 0 | 0 | 0 | 0 | 0 | 0 | 0 | 0 | 0 | 0 | 0 | 0 | 0 | 0 | 0 | 0 | 0 | 0 | 0 | 0 | 0 | 0 | 0 | 0 | 0 | 0 | 0 | 0 | 0 | 0 | 0 | 0 | 0 | 0 | 0 | 0 | 0 | 0 | 0 | 0 | 0 | 0 |  | 0
585 | 0 | 0.9786 | 0.8163 | 0.0014 | 0.367 | 0.339 | 0.299 | 0.229 | 0.247 | 0.222 | 0.259 | 0.284 | 0.076 | 0.704 | 0.114 | 0.017 | 0.701 | 0.112 | 0.314 | 0 | 0 | 0 | 0 | 0 | 0 | 0 | 0 | 0 | 0 | 0 | 0 | 0 | 0 | 0 | 0 | 0 | 0 | 0 | 0 | 0 | 0 | 0 | 0 | 0 | 0 | 0 | 0 | 0 | 0 | 0 | 0 | 0 | 0 | 0 | 0 | 0 | 0 | 0 | 0 | 0 | 0 | 0 | 0 | 0 |  | 0
590 | 0 | 1.0263 | 0.757 | 0.0011 | 0.39 | 0.341 | 0.285 | 0.214 | 0.232 | 0.221 | 0.27 | 0.295 | 0.102 | 0.705 | 0.106 | 0.016 | 0.717 | 0.106 | 0.354 | 0 | 0 | 0 | 0 | 0 | 0 | 0 | 0 | 0 | 0 | 0 | 0 | 0 | 0 | 0 | 0 | 0 | 0 | 0 | 0 | 0 | 0 | 0 | 0 | 0 | 0 | 0 | 0 | 0 | 0 | 0 | 0 | 0 | 0 | 0 | 0 | 0 | 0 | 0 | 0 | 0 | 0 | 0 | 0 | 0 |  | 0
595 | 0 | 1.0567 | 0.6949 | 0.001 | 0.409 | 0.341 | 0.272 | 0.198 | 0.22 | 0.22 | 0.284 | 0.316 | 0.136 | 0.705 | 0.1 | 0.016 | 0.729 | 0.101 | 0.398 | 0 | 0 | 0 | 0 | 0 | 0 | 0 | 0 | 0 | 0 | 0 | 0 | 0 | 0 | 0 | 0 | 0 | 0 | 0 | 0 | 0 | 0 | 0 | 0 | 0 | 0 | 0 | 0 | 0 | 0 | 0 | 0 | 0 | 0 | 0 | 0 | 0 | 0 | 0 | 0 | 0 | 0 | 0 | 0 | 0 |  | 0
600 | 0 | 1.0622 | 0.631 | 0.0008 | 0.424 | 0.342 | 0.264 | 0.185 | 0.21 | 0.22 | 0.302 | 0.348 | 0.19 | 0.706 | 0.096 | 0.016 | 0.736 | 0.098 | 0.44 | 0 | 0 | 0 | 0 | 0 | 0 | 0 | 0 | 0 | 0 | 0 | 0 | 0 | 0 | 0 | 0 | 0 | 0 | 0 | 0 | 0 | 0 | 0 | 0 | 0 | 0 | 0 | 0 | 0 | 0 | 0 | 0 | 0 | 0 | 0 | 0 | 0 | 0 | 0 | 0 | 0 | 0 | 0 | 0 | 0 |  | 0
605 | 0 | 1.0456 | 0.5668 | 0.0006 | 0.435 | 0.342 | 0.257 | 0.175 | 0.2 | 0.22 | 0.324 | 0.384 | 0.256 | 0.707 | 0.092 | 0.016 | 0.742 | 0.095 | 0.47 | 0 | 0 | 0 | 0 | 0 | 0 | 0 | 0 | 0 | 0 | 0 | 0 | 0 | 0 | 0 | 0 | 0 | 0 | 0 | 0 | 0 | 0 | 0 | 0 | 0 | 0 | 0 | 0 | 0 | 0 | 0 | 0 | 0 | 0 | 0 | 0 | 0 | 0 | 0 | 0 | 0 | 0 | 0 | 0 | 0 |  | 0
610 | 0 | 1.0026 | 0.503 | 0.0003 | 0.442 | 0.342 | 0.252 | 0.169 | 0.194 | 0.22 | 0.344 | 0.434 | 0.336 | 0.707 | 0.09 | 0.016 | 0.745 | 0.093 | 0.494 | 0 | 0 | 0 | 0 | 0 | 0 | 0 | 0 | 0 | 0 | 0 | 0 | 0 | 0 | 0 | 0 | 0 | 0 | 0 | 0 | 0 | 0 | 0 | 0 | 0 | 0 | 0 | 0 | 0 | 0 | 0 | 0 | 0 | 0 | 0 | 0 | 0 | 0 | 0 | 0 | 0 | 0 | 0 | 0 | 0 |  | 0
615 | 0 | 0.9384 | 0.4412 | 0.0002 | 0.448 | 0.341 | 0.247 | 0.164 | 0.189 | 0.22 | 0.362 | 0.482 | 0.418 | 0.707 | 0.087 | 0.016 | 0.747 | 0.09 | 0.511 | 0 | 0 | 0 | 0 | 0 | 0 | 0 | 0 | 0 | 0 | 0 | 0 | 0 | 0 | 0 | 0 | 0 | 0 | 0 | 0 | 0 | 0 | 0 | 0 | 0 | 0 | 0 | 0 | 0 | 0 | 0 | 0 | 0 | 0 | 0 | 0 | 0 | 0 | 0 | 0 | 0 | 0 | 0 | 0 | 0 |  | 0
620 | 0 | 0.8544 | 0.381 | 0.0002 | 0.45 | 0.341 | 0.241 | 0.16 | 0.185 | 0.223 | 0.377 | 0.528 | 0.505 | 0.708 | 0.085 | 0.016 | 0.748 | 0.089 | 0.524 | 0 | 0 | 0 | 0 | 0 | 0 | 0 | 0 | 0 | 0 | 0 | 0 | 0 | 0 | 0 | 0 | 0 | 0 | 0 | 0 | 0 | 0 | 0 | 0 | 0 | 0 | 0 | 0 | 0 | 0 | 0 | 0 | 0 | 0 | 0 | 0 | 0 | 0 | 0 | 0 | 0 | 0 | 0 | 0 | 0 |  | 0
625 | 0 | 0.7514 | 0.321 | 0.0001 | 0.451 | 0.339 | 0.235 | 0.156 | 0.183 | 0.227 | 0.389 | 0.568 | 0.581 | 0.708 | 0.082 | 0.016 | 0.748 | 0.087 | 0.535 | 0 | 0 | 0 | 0 | 0 | 0 | 0 | 0 | 0 | 0 | 0 | 0 | 0 | 0 | 0 | 0 | 0 | 0 | 0 | 0 | 0 | 0 | 0 | 0 | 0 | 0 | 0 | 0 | 0 | 0 | 0 | 0 | 0 | 0 | 0 | 0 | 0 | 0 | 0 | 0 | 0 | 0 | 0 | 0 | 0 |  | 0
630 | 0 | 0.6424 | 0.265 | 0 | 0.451 | 0.339 | 0.229 | 0.154 | 0.18 | 0.233 | 0.4 | 0.604 | 0.641 | 0.71 | 0.08 | 0.018 | 0.748 | 0.086 | 0.544 | 0 | 0 | 0 | 0 | 0 | 0 | 0 | 0 | 0 | 0 | 0 | 0 | 0 | 0 | 0 | 0 | 0 | 0 | 0 | 0 | 0 | 0 | 0 | 0 | 0 | 0 | 0 | 0 | 0 | 0 | 0 | 0 | 0 | 0 | 0 | 0 | 0 | 0 | 0 | 0 | 0 | 0 | 0 | 0 | 0 |  | 0
635 | 0 | 0.5419 | 0.217 | 0 | 0.451 | 0.338 | 0.224 | 0.152 | 0.177 | 0.239 | 0.41 | 0.629 | 0.682 | 0.711 | 0.079 | 0.018 | 0.748 | 0.085 | 0.552 | 0 | 0 | 0 | 0 | 0 | 0 | 0 | 0 | 0 | 0 | 0 | 0 | 0 | 0 | 0 | 0 | 0 | 0 | 0 | 0 | 0 | 0 | 0 | 0 | 0 | 0 | 0 | 0 | 0 | 0 | 0 | 0 | 0 | 0 | 0 | 0 | 0 | 0 | 0 | 0 | 0 | 0 | 0 | 0 | 0 |  | 0
640 | 0 | 0.4479 | 0.175 | 0 | 0.451 | 0.338 | 0.22 | 0.151 | 0.176 | 0.244 | 0.42 | 0.648 | 0.717 | 0.712 | 0.078 | 0.018 | 0.748 | 0.084 | 0.559 | 0 | 0 | 0 | 0 | 0 | 0 | 0 | 0 | 0 | 0 | 0 | 0 | 0 | 0 | 0 | 0 | 0 | 0 | 0 | 0 | 0 | 0 | 0 | 0 | 0 | 0 | 0 | 0 | 0 | 0 | 0 | 0 | 0 | 0 | 0 | 0 | 0 | 0 | 0 | 0 | 0 | 0 | 0 | 0 | 0 |  | 0
645 | 0 | 0.3608 | 0.1382 | 0 | 0.451 | 0.337 | 0.217 | 0.149 | 0.175 | 0.251 | 0.429 | 0.663 | 0.74 | 0.714 | 0.078 | 0.018 | 0.748 | 0.084 | 0.565 | 0 | 0 | 0 | 0 | 0 | 0 | 0 | 0 | 0 | 0 | 0 | 0 | 0 | 0 | 0 | 0 | 0 | 0 | 0 | 0 | 0 | 0 | 0 | 0 | 0 | 0 | 0 | 0 | 0 | 0 | 0 | 0 | 0 | 0 | 0 | 0 | 0 | 0 | 0 | 0 | 0 | 0 | 0 | 0 | 0 |  | 0
650 | 0 | 0.2835 | 0.107 | 0 | 0.45 | 0.336 | 0.216 | 0.148 | 0.175 | 0.258 | 0.438 | 0.676 | 0.758 | 0.716 | 0.078 | 0.019 | 0.748 | 0.084 | 0.571 | 0 | 0 | 0 | 0 | 0 | 0 | 0 | 0 | 0 | 0 | 0 | 0 | 0 | 0 | 0 | 0 | 0 | 0 | 0 | 0 | 0 | 0 | 0 | 0 | 0 | 0 | 0 | 0 | 0 | 0 | 0 | 0 | 0 | 0 | 0 | 0 | 0 | 0 | 0 | 0 | 0 | 0 | 0 | 0 | 0 |  | 0
655 | 0 | 0.2187 | 0.0816 | 0 | 0.45 | 0.335 | 0.216 | 0.148 | 0.175 | 0.263 | 0.445 | 0.685 | 0.77 | 0.718 | 0.078 | 0.02 | 0.748 | 0.084 | 0.576 | 0 | 0 | 0 | 0 | 0 | 0 | 0 | 0 | 0 | 0 | 0 | 0 | 0 | 0 | 0 | 0 | 0 | 0 | 0 | 0 | 0 | 0 | 0 | 0 | 0 | 0 | 0 | 0 | 0 | 0 | 0 | 0 | 0 | 0 | 0 | 0 | 0 | 0 | 0 | 0 | 0 | 0 | 0 | 0 | 0 |  | 0
660 | 0 | 0.1649 | 0.061 | 0 | 0.451 | 0.334 | 0.219 | 0.148 | 0.175 | 0.268 | 0.452 | 0.693 | 0.781 | 0.72 | 0.081 | 0.023 | 0.747 | 0.085 | 0.581 | 0 | 0 | 0 | 0 | 0 | 0 | 0 | 0 | 0 | 0 | 0 | 0 | 0 | 0 | 0 | 0 | 0 | 0 | 0 | 0 | 0 | 0 | 0 | 0 | 0 | 0 | 0 | 0 | 0 | 0 | 0 | 0 | 0 | 0 | 0 | 0 | 0 | 0 | 0 | 0 | 0 | 0 | 0 | 0 | 0 |  | 0
665 | 0 | 0.1212 | 0.0446 | 0 | 0.451 | 0.332 | 0.224 | 0.149 | 0.177 | 0.273 | 0.457 | 0.7 | 0.79 | 0.722 | 0.083 | 0.024 | 0.747 | 0.087 | 0.586 | 0 | 0 | 0 | 0 | 0 | 0 | 0 | 0 | 0 | 0 | 0 | 0 | 0 | 0 | 0 | 0 | 0 | 0 | 0 | 0 | 0 | 0 | 0 | 0 | 0 | 0 | 0 | 0 | 0 | 0 | 0 | 0 | 0 | 0 | 0 | 0 | 0 | 0 | 0 | 0 | 0 | 0 | 0 | 0 | 0 |  | 0
670 | 0 | 0.0874 | 0.032 | 0 | 0.453 | 0.332 | 0.23 | 0.151 | 0.18 | 0.278 | 0.462 | 0.705 | 0.797 | 0.725 | 0.088 | 0.026 | 0.747 | 0.092 | 0.59 | 0 | 0 | 0 | 0 | 0 | 0 | 0 | 0 | 0 | 0 | 0 | 0 | 0 | 0 | 0 | 0 | 0 | 0 | 0 | 0 | 0 | 0 | 0 | 0 | 0 | 0 | 0 | 0 | 0 | 0 | 0 | 0 | 0 | 0 | 0 | 0 | 0 | 0 | 0 | 0 | 0 | 0 | 0 | 0 | 0 |  | 0
675 | 0 | 0.0636 | 0.0232 | 0 | 0.454 | 0.331 | 0.238 | 0.154 | 0.183 | 0.281 | 0.466 | 0.709 | 0.803 | 0.729 | 0.093 | 0.03 | 0.747 | 0.096 | 0.594 | 0 | 0 | 0 | 0 | 0 | 0 | 0 | 0 | 0 | 0 | 0 | 0 | 0 | 0 | 0 | 0 | 0 | 0 | 0 | 0 | 0 | 0 | 0 | 0 | 0 | 0 | 0 | 0 | 0 | 0 | 0 | 0 | 0 | 0 | 0 | 0 | 0 | 0 | 0 | 0 | 0 | 0 | 0 | 0 | 0 |  | 0
680 | 0 | 0.0468 | 0.017 | 0 | 0.455 | 0.331 | 0.251 | 0.158 | 0.186 | 0.283 | 0.468 | 0.712 | 0.809 | 0.731 | 0.102 | 0.035 | 0.747 | 0.102 | 0.599 | 0 | 0 | 0 | 0 | 0 | 0 | 0 | 0 | 0 | 0 | 0 | 0 | 0 | 0 | 0 | 0 | 0 | 0 | 0 | 0 | 0 | 0 | 0 | 0 | 0 | 0 | 0 | 0 | 0 | 0 | 0 | 0 | 0 | 0 | 0 | 0 | 0 | 0 | 0 | 0 | 0 | 0 | 0 | 0 | 0 |  | 0
685 | 0 | 0.0329 | 0.0119 | 0 | 0.457 | 0.33 | 0.269 | 0.162 | 0.189 | 0.286 | 0.47 | 0.715 | 0.814 | 0.735 | 0.112 | 0.043 | 0.747 | 0.11 | 0.603 | 0 | 0 | 0 | 0 | 0 | 0 | 0 | 0 | 0 | 0 | 0 | 0 | 0 | 0 | 0 | 0 | 0 | 0 | 0 | 0 | 0 | 0 | 0 | 0 | 0 | 0 | 0 | 0 | 0 | 0 | 0 | 0 | 0 | 0 | 0 | 0 | 0 | 0 | 0 | 0 | 0 | 0 | 0 | 0 | 0 |  | 0
690 | 0 | 0.0227 | 0.0082 | 0 | 0.458 | 0.329 | 0.288 | 0.165 | 0.192 | 0.291 | 0.473 | 0.717 | 0.819 | 0.739 | 0.125 | 0.056 | 0.747 | 0.123 | 0.606 | 0 | 0 | 0 | 0 | 0 | 0 | 0 | 0 | 0 | 0 | 0 | 0 | 0 | 0 | 0 | 0 | 0 | 0 | 0 | 0 | 0 | 0 | 0 | 0 | 0 | 0 | 0 | 0 | 0 | 0 | 0 | 0 | 0 | 0 | 0 | 0 | 0 | 0 | 0 | 0 | 0 | 0 | 0 | 0 | 0 |  | 0
695 | 0 | 0.0158 | 0.0057 | 0 | 0.46 | 0.328 | 0.312 | 0.168 | 0.195 | 0.296 | 0.477 | 0.719 | 0.824 | 0.742 | 0.141 | 0.074 | 0.746 | 0.137 | 0.61 | 0 | 0 | 0 | 0 | 0 | 0 | 0 | 0 | 0 | 0 | 0 | 0 | 0 | 0 | 0 | 0 | 0 | 0 | 0 | 0 | 0 | 0 | 0 | 0 | 0 | 0 | 0 | 0 | 0 | 0 | 0 | 0 | 0 | 0 | 0 | 0 | 0 | 0 | 0 | 0 | 0 | 0 | 0 | 0 | 0 |  | 0
700 | 0 | 0.0114 | 0.0041 | 0 | 0.462 | 0.328 | 0.34 | 0.17 | 0.199 | 0.302 | 0.483 | 0.721 | 0.828 | 0.746 | 0.161 | 0.097 | 0.746 | 0.152 | 0.612 | 0 | 0 | 0 | 0 | 0 | 0 | 0 | 0 | 0 | 0 | 0 | 0 | 0 | 0 | 0 | 0 | 0 | 0 | 0 | 0 | 0 | 0 | 0 | 0 | 0 | 0 | 0 | 0 | 0 | 0 | 0 | 0 | 0 | 0 | 0 | 0 | 0 | 0 | 0 | 0 | 0 | 0 | 0 | 0 | 0 |  | 0
705 | 0 | 0.0081 | 0.0029 | 0 | 0.463 | 0.327 | 0.366 | 0.171 | 0.2 | 0.313 | 0.489 | 0.72 | 0.83 | 0.748 | 0.182 | 0.128 | 0.746 | 0.169 | 0.614 | 0 | 0 | 0 | 0 | 0 | 0 | 0 | 0 | 0 | 0 | 0 | 0 | 0 | 0 | 0 | 0 | 0 | 0 | 0 | 0 | 0 | 0 | 0 | 0 | 0 | 0 | 0 | 0 | 0 | 0 | 0 | 0 | 0 | 0 | 0 | 0 | 0 | 0 | 0 | 0 | 0 | 0 | 0 | 0 | 0 |  | 0
710 | 0 | 0.0058 | 0.0021 | 0 | 0.464 | 0.326 | 0.39 | 0.17 | 0.199 | 0.325 | 0.496 | 0.719 | 0.831 | 0.749 | 0.203 | 0.166 | 0.745 | 0.188 | 0.616 | 0 | 0 | 0 | 0 | 0 | 0 | 0 | 0 | 0 | 0 | 0 | 0 | 0 | 0 | 0 | 0 | 0 | 0 | 0 | 0 | 0 | 0 | 0 | 0 | 0 | 0 | 0 | 0 | 0 | 0 | 0 | 0 | 0 | 0 | 0 | 0 | 0 | 0 | 0 | 0 | 0 | 0 | 0 | 0 | 0 |  | 0
715 | 0 | 0.0041 | 0.0015 | 0 | 0.465 | 0.325 | 0.412 | 0.168 | 0.198 | 0.338 | 0.503 | 0.722 | 0.833 | 0.751 | 0.223 | 0.21 | 0.744 | 0.207 | 0.616 | 0 | 0 | 0 | 0 | 0 | 0 | 0 | 0 | 0 | 0 | 0 | 0 | 0 | 0 | 0 | 0 | 0 | 0 | 0 | 0 | 0 | 0 | 0 | 0 | 0 | 0 | 0 | 0 | 0 | 0 | 0 | 0 | 0 | 0 | 0 | 0 | 0 | 0 | 0 | 0 | 0 | 0 | 0 | 0 | 0 |  | 0
720 | 0 | 0.0029 | 0.001 | 0 | 0.466 | 0.324 | 0.431 | 0.166 | 0.196 | 0.351 | 0.511 | 0.725 | 0.835 | 0.753 | 0.242 | 0.257 | 0.743 | 0.226 | 0.616 | 0 | 0 | 0 | 0 | 0 | 0 | 0 | 0 | 0 | 0 | 0 | 0 | 0 | 0 | 0 | 0 | 0 | 0 | 0 | 0 | 0 | 0 | 0 | 0 | 0 | 0 | 0 | 0 | 0 | 0 | 0 | 0 | 0 | 0 | 0 | 0 | 0 | 0 | 0 | 0 | 0 | 0 | 0 | 0 | 0 |  | 0
725 | 0 | 0.002 | 0.0007 | 0 | 0.466 | 0.324 | 0.447 | 0.164 | 0.195 | 0.364 | 0.518 | 0.727 | 0.836 | 0.754 | 0.257 | 0.305 | 0.744 | 0.243 | 0.616 | 0 | 0 | 0 | 0 | 0 | 0 | 0 | 0 | 0 | 0 | 0 | 0 | 0 | 0 | 0 | 0 | 0 | 0 | 0 | 0 | 0 | 0 | 0 | 0 | 0 | 0 | 0 | 0 | 0 | 0 | 0 | 0 | 0 | 0 | 0 | 0 | 0 | 0 | 0 | 0 | 0 | 0 | 0 | 0 | 0 |  | 0
730 | 0 | 0.0014 | 0.0005 | 0 | 0.466 | 0.324 | 0.46 | 0.164 | 0.195 | 0.376 | 0.525 | 0.729 | 0.836 | 0.755 | 0.27 | 0.354 | 0.745 | 0.26 | 0.615 | 0 | 0 | 0 | 0 | 0 | 0 | 0 | 0 | 0 | 0 | 0 | 0 | 0 | 0 | 0 | 0 | 0 | 0 | 0 | 0 | 0 | 0 | 0 | 0 | 0 | 0 | 0 | 0 | 0 | 0 | 0 | 0 | 0 | 0 | 0 | 0 | 0 | 0 | 0 | 0 | 0 | 0 | 0 | 0 | 0 |  | 0
735 | 0 | 0.001 | 0.0004 | 0 | 0.466 | 0.323 | 0.472 | 0.165 | 0.196 | 0.389 | 0.532 | 0.73 | 0.837 | 0.755 | 0.282 | 0.401 | 0.748 | 0.277 | 0.613 | 0 | 0 | 0 | 0 | 0 | 0 | 0 | 0 | 0 | 0 | 0 | 0 | 0 | 0 | 0 | 0 | 0 | 0 | 0 | 0 | 0 | 0 | 0 | 0 | 0 | 0 | 0 | 0 | 0 | 0 | 0 | 0 | 0 | 0 | 0 | 0 | 0 | 0 | 0 | 0 | 0 | 0 | 0 | 0 | 0 |  | 0
740 | 0 | 0.0007 | 0.0002 | 0 | 0.467 | 0.322 | 0.481 | 0.168 | 0.197 | 0.401 | 0.539 | 0.73 | 0.838 | 0.755 | 0.292 | 0.446 | 0.75 | 0.294 | 0.612 | 0 | 0 | 0 | 0 | 0 | 0 | 0 | 0 | 0 | 0 | 0 | 0 | 0 | 0 | 0 | 0 | 0 | 0 | 0 | 0 | 0 | 0 | 0 | 0 | 0 | 0 | 0 | 0 | 0 | 0 | 0 | 0 | 0 | 0 | 0 | 0 | 0 | 0 | 0 | 0 | 0 | 0 | 0 | 0 | 0 |  | 0
745 | 0 | 0.0005 | 0.0002 | 0 | 0.467 | 0.321 | 0.488 | 0.172 | 0.2 | 0.413 | 0.546 | 0.73 | 0.839 | 0.755 | 0.302 | 0.485 | 0.75 | 0.31 | 0.61 | 0 | 0 | 0 | 0 | 0 | 0 | 0 | 0 | 0 | 0 | 0 | 0 | 0 | 0 | 0 | 0 | 0 | 0 | 0 | 0 | 0 | 0 | 0 | 0 | 0 | 0 | 0 | 0 | 0 | 0 | 0 | 0 | 0 | 0 | 0 | 0 | 0 | 0 | 0 | 0 | 0 | 0 | 0 | 0 | 0 |  | 0
750 | 0 | 0.0003 | 0.0001 | 0 | 0.467 | 0.32 | 0.493 | 0.177 | 0.203 | 0.425 | 0.553 | 0.73 | 0.839 | 0.756 | 0.31 | 0.52 | 0.749 | 0.325 | 0.609 | 0 | 0 | 0 | 0 | 0 | 0 | 0 | 0 | 0 | 0 | 0 | 0 | 0 | 0 | 0 | 0 | 0 | 0 | 0 | 0 | 0 | 0 | 0 | 0 | 0 | 0 | 0 | 0 | 0 | 0 | 0 | 0 | 0 | 0 | 0 | 0 | 0 | 0 | 0 | 0 | 0 | 0 | 0 | 0 | 0 |  | 0
755 | 0 | 0.0002 | 0.0001 | 0 | 0.467 | 0.318 | 0.497 | 0.181 | 0.205 | 0.436 | 0.559 | 0.73 | 0.839 | 0.757 | 0.314 | 0.551 | 0.748 | 0.339 | 0.608 | 0 | 0 | 0 | 0 | 0 | 0 | 0 | 0 | 0 | 0 | 0 | 0 | 0 | 0 | 0 | 0 | 0 | 0 | 0 | 0 | 0 | 0 | 0 | 0 | 0 | 0 | 0 | 0 | 0 | 0 | 0 | 0 | 0 | 0 | 0 | 0 | 0 | 0 | 0 | 0 | 0 | 0 | 0 | 0 | 0 |  | 0
760 | 0 | 0.0002 | 0.0001 | 0 | 0.467 | 0.316 | 0.5 | 0.185 | 0.208 | 0.447 | 0.565 | 0.73 | 0.839 | 0.758 | 0.317 | 0.577 | 0.748 | 0.353 | 0.607 | 0 | 0 | 0 | 0 | 0 | 0 | 0 | 0 | 0 | 0 | 0 | 0 | 0 | 0 | 0 | 0 | 0 | 0 | 0 | 0 | 0 | 0 | 0 | 0 | 0 | 0 | 0 | 0 | 0 | 0 | 0 | 0 | 0 | 0 | 0 | 0 | 0 | 0 | 0 | 0 | 0 | 0 | 0 | 0 | 0 |  | 0
765 | 0 | 0.0001 | 0 | 0 | 0.467 | 0.315 | 0.502 | 0.189 | 0.212 | 0.458 | 0.57 | 0.73 | 0.839 | 0.759 | 0.323 | 0.599 | 0.747 | 0.366 | 0.607 | 0 | 0 | 0 | 0 | 0 | 0 | 0 | 0 | 0 | 0 | 0 | 0 | 0 | 0 | 0 | 0 | 0 | 0 | 0 | 0 | 0 | 0 | 0 | 0 | 0 | 0 | 0 | 0 | 0 | 0 | 0 | 0 | 0 | 0 | 0 | 0 | 0 | 0 | 0 | 0 | 0 | 0 | 0 | 0 | 0 |  | 0
770 | 0 | 0.0001 | 0 | 0 | 0.467 | 0.315 | 0.505 | 0.192 | 0.215 | 0.469 | 0.575 | 0.73 | 0.839 | 0.759 | 0.33 | 0.618 | 0.747 | 0.379 | 0.609 | 0 | 0 | 0 | 0 | 0 | 0 | 0 | 0 | 0 | 0 | 0 | 0 | 0 | 0 | 0 | 0 | 0 | 0 | 0 | 0 | 0 | 0 | 0 | 0 | 0 | 0 | 0 | 0 | 0 | 0 | 0 | 0 | 0 | 0 | 0 | 0 | 0 | 0 | 0 | 0 | 0 | 0 | 0 | 0 | 0 |  | 0
775 | 0 | 0.0001 | 0 | 0 | 0.467 | 0.314 | 0.51 | 0.194 | 0.217 | 0.477 | 0.578 | 0.73 | 0.839 | 0.759 | 0.334 | 0.633 | 0.747 | 0.39 | 0.61 | 0 | 0 | 0 | 0 | 0 | 0 | 0 | 0 | 0 | 0 | 0 | 0 | 0 | 0 | 0 | 0 | 0 | 0 | 0 | 0 | 0 | 0 | 0 | 0 | 0 | 0 | 0 | 0 | 0 | 0 | 0 | 0 | 0 | 0 | 0 | 0 | 0 | 0 | 0 | 0 | 0 | 0 | 0 | 0 | 0 |  | 0
780 | 0 | 0 | 0 | 0 | 0.467 | 0.314 | 0.516 | 0.197 | 0.219 | 0.485 | 0.581 | 0.73 | 0.839 | 0.759 | 0.338 | 0.645 | 0.747 | 0.399 | 0.611 | 0 | 0 | 0 | 0 | 0 | 0 | 0 | 0 | 0 | 0 | 0 | 0 | 0 | 0 | 0 | 0 | 0 | 0 | 0 | 0 | 0 | 0 | 0 | 0 | 0 | 0 | 0 | 0 | 0 | 0 | 0 | 0 | 0 | 0 | 0 | 0 | 0 | 0 | 0 | 0 | 0 | 0 | 0 | 0 | 0 |  | 0
Summation
[20 empty] | 0 | 0 | 0 | 0 | 0 | 0 | 0 | 0 | 0 | 0 | 0 | 0 | 0 | 0 | 0 | 0 | 0 | 0 | 0 | 0 | 0 | 0 | 0 | 0 | 0 | 0 | 0 | 0 | 0 | 0 | 0 | 0 | 0 | 0 | 0 | 0 | 0 | 0 | 0 | 0 | 0 | 0 | 0 | 0 | 0 |  | 0
[20 empty] | Multiplying with k | [45 empty] | So value of k is
[20 empty] | #DIV/0! | #DIV/0! | #DIV/0! | #DIV/0! | #DIV/0! | #DIV/0! | #DIV/0! | #DIV/0! | #DIV/0! | #DIV/0! | #DIV/0! | #DIV/0! | #DIV/0! | #DIV/0! | #DIV/0! | #DIV/0! | #DIV/0! | #DIV/0! | #DIV/0! | #DIV/0! | #DIV/0! | #DIV/0! | #DIV/0! | #DIV/0! | #DIV/0! | #DIV/0! | #DIV/0! | #DIV/0! | #DIV/0! | #DIV/0! | #DIV/0! | #DIV/0! | #DIV/0! | #DIV/0! | #DIV/0! | #DIV/0! | #DIV/0! | #DIV/0! | #DIV/0! | #DIV/0! | #DIV/0! | #DIV/0! | #DIV/0! | #DIV/0! | #DIV/0! |  | #DIV/0!

## 7. r-munsell
Colorimetry of Munsell Test colors for - Reference Source Illuminant -(r ) | [66 empty] | Colorimetry Values
| Test Source | Color Matching Functions |  |  | Spectral Reflectance of Munsell Test Colors | [7 empty] | Spectral Reflectance of Munsell Test Colors | [6 empty] | Integral Values - 1 |  |  | Integral Values - 2 |  |  | Integral Values - 3 |  |  | Integral Values - 4 |  |  | Integral Values - 5 |  |  | Integral Values - 6 |  |  | Integral Values - 7 |  |  | Integral Values - 8 |  |  | Integral Values - 9 |  |  | Integral Values - 10 |  |  | Integral Values - 11 |  |  | Integral Values - 12 |  |  | Integral Values - 13 |  |  | Integral Values - 14 |  |  | Integral Values - 15 |  |  | Constant vaue calculation |  | Munsell Test Color
Wavelength (nm) | SPD (relative) | xbar | ybar | zbar | 1 | 2 | 3 | 4 | 5 | 6 | 7 | 8 | 9 | 10 | 11 | 12 | 13 | 14 | 15 | X(k,1) | Y(k,1) | Z(k,1) | X(k,2) | Y(k,2) | Z(k,2) | X(k,3) | Y(k,3) | Z(k,3) | X(k,4) | Y(k,4) | Z(k,4) | X(k,5) | Y(k,5) | Z(k,5) | X(k,6) | Y(k,6) | Z(k,6) | X(k,7) | Y(k,7) | Z(k,7) | X(k,8) | Y(k,8) | Z(k,8) | X(k,9) | Y(k,9) | Z(k,9) | X(k,10) | Y(k,10) | Z(k,10) | X(k,11) | Y(k,11) | Z(k,11) | X(k,12) | Y(k,12) | Z(k,12) | X(k,13) | Y(k,13) | Z(k,13) | X(k,14) | Y(k,14) | Z(k,14) | X(k,15) | Y(k,15) | Z(k,15) |  |  | S. No.--> (i) | X (r,i) | Y (r,i) | Z (r,i) | x (r,i) | y (r,i) | u (r,i) | v (r,i)
380 | #DIV/0! | 0.0014 | 0 | 0.0065 | 0.219 | 0.07 | 0.065 | 0.074 | 0.295 | 0.151 | 0.378 | 0.104 | 0.066 | 0.05 | 0.111 | 0.12 | 0.104 | 0.036 | 0.131 | #DIV/0! | #DIV/0! | #DIV/0! | #DIV/0! | #DIV/0! | #DIV/0! | #DIV/0! | #DIV/0! | #DIV/0! | #DIV/0! | #DIV/0! | #DIV/0! | #DIV/0! | #DIV/0! | #DIV/0! | #DIV/0! | #DIV/0! | #DIV/0! | #DIV/0! | #DIV/0! | #DIV/0! | #DIV/0! | #DIV/0! | #DIV/0! | #DIV/0! | #DIV/0! | #DIV/0! | #DIV/0! | #DIV/0! | #DIV/0! | #DIV/0! | #DIV/0! | #DIV/0! | #DIV/0! | #DIV/0! | #DIV/0! | #DIV/0! | #DIV/0! | #DIV/0! | #DIV/0! | #DIV/0! | #DIV/0! | #DIV/0! | #DIV/0! | #DIV/0! |  | #DIV/0! | 1 | #DIV/0! | #DIV/0! | #DIV/0! | #DIV/0! | #DIV/0! | #DIV/0! | #DIV/0!
385 | #DIV/0! | 0.0022 | 0.0001 | 0.0105 | 0.239 | 0.079 | 0.068 | 0.083 | 0.306 | 0.203 | 0.459 | 0.129 | 0.062 | 0.054 | 0.121 | 0.103 | 0.127 | 0.036 | 0.139 | #DIV/0! | #DIV/0! | #DIV/0! | #DIV/0! | #DIV/0! | #DIV/0! | #DIV/0! | #DIV/0! | #DIV/0! | #DIV/0! | #DIV/0! | #DIV/0! | #DIV/0! | #DIV/0! | #DIV/0! | #DIV/0! | #DIV/0! | #DIV/0! | #DIV/0! | #DIV/0! | #DIV/0! | #DIV/0! | #DIV/0! | #DIV/0! | #DIV/0! | #DIV/0! | #DIV/0! | #DIV/0! | #DIV/0! | #DIV/0! | #DIV/0! | #DIV/0! | #DIV/0! | #DIV/0! | #DIV/0! | #DIV/0! | #DIV/0! | #DIV/0! | #DIV/0! | #DIV/0! | #DIV/0! | #DIV/0! | #DIV/0! | #DIV/0! | #DIV/0! |  | #DIV/0! | 2 | #DIV/0! | #DIV/0! | #DIV/0! | #DIV/0! | #DIV/0! | #DIV/0! | #DIV/0!
390 | #DIV/0! | 0.0042 | 0.0001 | 0.0201 | 0.252 | 0.089 | 0.07 | 0.093 | 0.31 | 0.265 | 0.524 | 0.17 | 0.058 | 0.059 | 0.127 | 0.09 | 0.161 | 0.037 | 0.147 | #DIV/0! | #DIV/0! | #DIV/0! | #DIV/0! | #DIV/0! | #DIV/0! | #DIV/0! | #DIV/0! | #DIV/0! | #DIV/0! | #DIV/0! | #DIV/0! | #DIV/0! | #DIV/0! | #DIV/0! | #DIV/0! | #DIV/0! | #DIV/0! | #DIV/0! | #DIV/0! | #DIV/0! | #DIV/0! | #DIV/0! | #DIV/0! | #DIV/0! | #DIV/0! | #DIV/0! | #DIV/0! | #DIV/0! | #DIV/0! | #DIV/0! | #DIV/0! | #DIV/0! | #DIV/0! | #DIV/0! | #DIV/0! | #DIV/0! | #DIV/0! | #DIV/0! | #DIV/0! | #DIV/0! | #DIV/0! | #DIV/0! | #DIV/0! | #DIV/0! |  | #DIV/0! | 3 | #DIV/0! | #DIV/0! | #DIV/0! | #DIV/0! | #DIV/0! | #DIV/0! | #DIV/0!
395 | #DIV/0! | 0.0076 | 0.0002 | 0.0362 | 0.256 | 0.101 | 0.072 | 0.105 | 0.312 | 0.339 | 0.546 | 0.24 | 0.055 | 0.063 | 0.129 | 0.082 | 0.211 | 0.038 | 0.153 | #DIV/0! | #DIV/0! | #DIV/0! | #DIV/0! | #DIV/0! | #DIV/0! | #DIV/0! | #DIV/0! | #DIV/0! | #DIV/0! | #DIV/0! | #DIV/0! | #DIV/0! | #DIV/0! | #DIV/0! | #DIV/0! | #DIV/0! | #DIV/0! | #DIV/0! | #DIV/0! | #DIV/0! | #DIV/0! | #DIV/0! | #DIV/0! | #DIV/0! | #DIV/0! | #DIV/0! | #DIV/0! | #DIV/0! | #DIV/0! | #DIV/0! | #DIV/0! | #DIV/0! | #DIV/0! | #DIV/0! | #DIV/0! | #DIV/0! | #DIV/0! | #DIV/0! | #DIV/0! | #DIV/0! | #DIV/0! | #DIV/0! | #DIV/0! | #DIV/0! |  | #DIV/0! | 4 | #DIV/0! | #DIV/0! | #DIV/0! | #DIV/0! | #DIV/0! | #DIV/0! | #DIV/0!
400 | #DIV/0! | 0.0143 | 0.0004 | 0.0679 | 0.256 | 0.111 | 0.073 | 0.116 | 0.313 | 0.41 | 0.551 | 0.319 | 0.052 | 0.066 | 0.127 | 0.076 | 0.264 | 0.039 | 0.158 | #DIV/0! | #DIV/0! | #DIV/0! | #DIV/0! | #DIV/0! | #DIV/0! | #DIV/0! | #DIV/0! | #DIV/0! | #DIV/0! | #DIV/0! | #DIV/0! | #DIV/0! | #DIV/0! | #DIV/0! | #DIV/0! | #DIV/0! | #DIV/0! | #DIV/0! | #DIV/0! | #DIV/0! | #DIV/0! | #DIV/0! | #DIV/0! | #DIV/0! | #DIV/0! | #DIV/0! | #DIV/0! | #DIV/0! | #DIV/0! | #DIV/0! | #DIV/0! | #DIV/0! | #DIV/0! | #DIV/0! | #DIV/0! | #DIV/0! | #DIV/0! | #DIV/0! | #DIV/0! | #DIV/0! | #DIV/0! | #DIV/0! | #DIV/0! | #DIV/0! |  | #DIV/0! | 5 | #DIV/0! | #DIV/0! | #DIV/0! | #DIV/0! | #DIV/0! | #DIV/0! | #DIV/0!
405 | #DIV/0! | 0.0232 | 0.0006 | 0.1102 | 0.254 | 0.116 | 0.073 | 0.121 | 0.315 | 0.464 | 0.555 | 0.416 | 0.052 | 0.067 | 0.121 | 0.068 | 0.313 | 0.039 | 0.162 | #DIV/0! | #DIV/0! | #DIV/0! | #DIV/0! | #DIV/0! | #DIV/0! | #DIV/0! | #DIV/0! | #DIV/0! | #DIV/0! | #DIV/0! | #DIV/0! | #DIV/0! | #DIV/0! | #DIV/0! | #DIV/0! | #DIV/0! | #DIV/0! | #DIV/0! | #DIV/0! | #DIV/0! | #DIV/0! | #DIV/0! | #DIV/0! | #DIV/0! | #DIV/0! | #DIV/0! | #DIV/0! | #DIV/0! | #DIV/0! | #DIV/0! | #DIV/0! | #DIV/0! | #DIV/0! | #DIV/0! | #DIV/0! | #DIV/0! | #DIV/0! | #DIV/0! | #DIV/0! | #DIV/0! | #DIV/0! | #DIV/0! | #DIV/0! | #DIV/0! |  | #DIV/0! | 6 | #DIV/0! | #DIV/0! | #DIV/0! | #DIV/0! | #DIV/0! | #DIV/0! | #DIV/0!
410 | #DIV/0! | 0.0435 | 0.0012 | 0.2074 | 0.252 | 0.118 | 0.074 | 0.124 | 0.319 | 0.492 | 0.559 | 0.462 | 0.051 | 0.068 | 0.116 | 0.064 | 0.341 | 0.04 | 0.164 | #DIV/0! | #DIV/0! | #DIV/0! | #DIV/0! | #DIV/0! | #DIV/0! | #DIV/0! | #DIV/0! | #DIV/0! | #DIV/0! | #DIV/0! | #DIV/0! | #DIV/0! | #DIV/0! | #DIV/0! | #DIV/0! | #DIV/0! | #DIV/0! | #DIV/0! | #DIV/0! | #DIV/0! | #DIV/0! | #DIV/0! | #DIV/0! | #DIV/0! | #DIV/0! | #DIV/0! | #DIV/0! | #DIV/0! | #DIV/0! | #DIV/0! | #DIV/0! | #DIV/0! | #DIV/0! | #DIV/0! | #DIV/0! | #DIV/0! | #DIV/0! | #DIV/0! | #DIV/0! | #DIV/0! | #DIV/0! | #DIV/0! | #DIV/0! | #DIV/0! |  | #DIV/0! | 7 | #DIV/0! | #DIV/0! | #DIV/0! | #DIV/0! | #DIV/0! | #DIV/0! | #DIV/0!
415 | #DIV/0! | 0.0776 | 0.0022 | 0.3713 | 0.248 | 0.12 | 0.074 | 0.126 | 0.322 | 0.508 | 0.56 | 0.482 | 0.05 | 0.069 | 0.112 | 0.065 | 0.352 | 0.041 | 0.167 | #DIV/0! | #DIV/0! | #DIV/0! | #DIV/0! | #DIV/0! | #DIV/0! | #DIV/0! | #DIV/0! | #DIV/0! | #DIV/0! | #DIV/0! | #DIV/0! | #DIV/0! | #DIV/0! | #DIV/0! | #DIV/0! | #DIV/0! | #DIV/0! | #DIV/0! | #DIV/0! | #DIV/0! | #DIV/0! | #DIV/0! | #DIV/0! | #DIV/0! | #DIV/0! | #DIV/0! | #DIV/0! | #DIV/0! | #DIV/0! | #DIV/0! | #DIV/0! | #DIV/0! | #DIV/0! | #DIV/0! | #DIV/0! | #DIV/0! | #DIV/0! | #DIV/0! | #DIV/0! | #DIV/0! | #DIV/0! | #DIV/0! | #DIV/0! | #DIV/0! |  | #DIV/0! | 8 | #DIV/0! | #DIV/0! | #DIV/0! | #DIV/0! | #DIV/0! | #DIV/0! | #DIV/0!
420 | #DIV/0! | 0.1344 | 0.004 | 0.6456 | 0.244 | 0.121 | 0.074 | 0.128 | 0.326 | 0.517 | 0.561 | 0.49 | 0.05 | 0.069 | 0.108 | 0.075 | 0.359 | 0.042 | 0.17 | #DIV/0! | #DIV/0! | #DIV/0! | #DIV/0! | #DIV/0! | #DIV/0! | #DIV/0! | #DIV/0! | #DIV/0! | #DIV/0! | #DIV/0! | #DIV/0! | #DIV/0! | #DIV/0! | #DIV/0! | #DIV/0! | #DIV/0! | #DIV/0! | #DIV/0! | #DIV/0! | #DIV/0! | #DIV/0! | #DIV/0! | #DIV/0! | #DIV/0! | #DIV/0! | #DIV/0! | #DIV/0! | #DIV/0! | #DIV/0! | #DIV/0! | #DIV/0! | #DIV/0! | #DIV/0! | #DIV/0! | #DIV/0! | #DIV/0! | #DIV/0! | #DIV/0! | #DIV/0! | #DIV/0! | #DIV/0! | #DIV/0! | #DIV/0! | #DIV/0! |  | #DIV/0! | 9 | #DIV/0! | #DIV/0! | #DIV/0! | #DIV/0! | #DIV/0! | #DIV/0! | #DIV/0!
425 | #DIV/0! | 0.2148 | 0.0073 | 1.0391 | 0.24 | 0.122 | 0.073 | 0.131 | 0.33 | 0.524 | 0.558 | 0.488 | 0.049 | 0.07 | 0.105 | 0.093 | 0.361 | 0.042 | 0.175 | #DIV/0! | #DIV/0! | #DIV/0! | #DIV/0! | #DIV/0! | #DIV/0! | #DIV/0! | #DIV/0! | #DIV/0! | #DIV/0! | #DIV/0! | #DIV/0! | #DIV/0! | #DIV/0! | #DIV/0! | #DIV/0! | #DIV/0! | #DIV/0! | #DIV/0! | #DIV/0! | #DIV/0! | #DIV/0! | #DIV/0! | #DIV/0! | #DIV/0! | #DIV/0! | #DIV/0! | #DIV/0! | #DIV/0! | #DIV/0! | #DIV/0! | #DIV/0! | #DIV/0! | #DIV/0! | #DIV/0! | #DIV/0! | #DIV/0! | #DIV/0! | #DIV/0! | #DIV/0! | #DIV/0! | #DIV/0! | #DIV/0! | #DIV/0! | #DIV/0! |  | #DIV/0! | 10 | #DIV/0! | #DIV/0! | #DIV/0! | #DIV/0! | #DIV/0! | #DIV/0! | #DIV/0!
430 | #DIV/0! | 0.2839 | 0.0116 | 1.3856 | 0.237 | 0.122 | 0.073 | 0.135 | 0.334 | 0.531 | 0.556 | 0.482 | 0.048 | 0.072 | 0.104 | 0.123 | 0.364 | 0.043 | 0.182 | #DIV/0! | #DIV/0! | #DIV/0! | #DIV/0! | #DIV/0! | #DIV/0! | #DIV/0! | #DIV/0! | #DIV/0! | #DIV/0! | #DIV/0! | #DIV/0! | #DIV/0! | #DIV/0! | #DIV/0! | #DIV/0! | #DIV/0! | #DIV/0! | #DIV/0! | #DIV/0! | #DIV/0! | #DIV/0! | #DIV/0! | #DIV/0! | #DIV/0! | #DIV/0! | #DIV/0! | #DIV/0! | #DIV/0! | #DIV/0! | #DIV/0! | #DIV/0! | #DIV/0! | #DIV/0! | #DIV/0! | #DIV/0! | #DIV/0! | #DIV/0! | #DIV/0! | #DIV/0! | #DIV/0! | #DIV/0! | #DIV/0! | #DIV/0! | #DIV/0! |  | #DIV/0! | 11 | #DIV/0! | #DIV/0! | #DIV/0! | #DIV/0! | #DIV/0! | #DIV/0! | #DIV/0!
435 | #DIV/0! | 0.3285 | 0.0168 | 1.623 | 0.232 | 0.122 | 0.073 | 0.139 | 0.339 | 0.538 | 0.551 | 0.473 | 0.047 | 0.073 | 0.104 | 0.16 | 0.365 | 0.044 | 0.192 | #DIV/0! | #DIV/0! | #DIV/0! | #DIV/0! | #DIV/0! | #DIV/0! | #DIV/0! | #DIV/0! | #DIV/0! | #DIV/0! | #DIV/0! | #DIV/0! | #DIV/0! | #DIV/0! | #DIV/0! | #DIV/0! | #DIV/0! | #DIV/0! | #DIV/0! | #DIV/0! | #DIV/0! | #DIV/0! | #DIV/0! | #DIV/0! | #DIV/0! | #DIV/0! | #DIV/0! | #DIV/0! | #DIV/0! | #DIV/0! | #DIV/0! | #DIV/0! | #DIV/0! | #DIV/0! | #DIV/0! | #DIV/0! | #DIV/0! | #DIV/0! | #DIV/0! | #DIV/0! | #DIV/0! | #DIV/0! | #DIV/0! | #DIV/0! | #DIV/0! |  | #DIV/0! | 12 | #DIV/0! | #DIV/0! | #DIV/0! | #DIV/0! | #DIV/0! | #DIV/0! | #DIV/0!
440 | #DIV/0! | 0.3483 | 0.023 | 1.7471 | 0.23 | 0.123 | 0.073 | 0.144 | 0.346 | 0.544 | 0.544 | 0.462 | 0.046 | 0.076 | 0.105 | 0.207 | 0.367 | 0.044 | 0.203 | #DIV/0! | #DIV/0! | #DIV/0! | #DIV/0! | #DIV/0! | #DIV/0! | #DIV/0! | #DIV/0! | #DIV/0! | #DIV/0! | #DIV/0! | #DIV/0! | #DIV/0! | #DIV/0! | #DIV/0! | #DIV/0! | #DIV/0! | #DIV/0! | #DIV/0! | #DIV/0! | #DIV/0! | #DIV/0! | #DIV/0! | #DIV/0! | #DIV/0! | #DIV/0! | #DIV/0! | #DIV/0! | #DIV/0! | #DIV/0! | #DIV/0! | #DIV/0! | #DIV/0! | #DIV/0! | #DIV/0! | #DIV/0! | #DIV/0! | #DIV/0! | #DIV/0! | #DIV/0! | #DIV/0! | #DIV/0! | #DIV/0! | #DIV/0! | #DIV/0! |  | #DIV/0! | 13 | #DIV/0! | #DIV/0! | #DIV/0! | #DIV/0! | #DIV/0! | #DIV/0! | #DIV/0!
445 | #DIV/0! | 0.3481 | 0.0298 | 1.7826 | 0.226 | 0.124 | 0.073 | 0.151 | 0.352 | 0.551 | 0.535 | 0.45 | 0.044 | 0.078 | 0.106 | 0.256 | 0.369 | 0.045 | 0.212 | #DIV/0! | #DIV/0! | #DIV/0! | #DIV/0! | #DIV/0! | #DIV/0! | #DIV/0! | #DIV/0! | #DIV/0! | #DIV/0! | #DIV/0! | #DIV/0! | #DIV/0! | #DIV/0! | #DIV/0! | #DIV/0! | #DIV/0! | #DIV/0! | #DIV/0! | #DIV/0! | #DIV/0! | #DIV/0! | #DIV/0! | #DIV/0! | #DIV/0! | #DIV/0! | #DIV/0! | #DIV/0! | #DIV/0! | #DIV/0! | #DIV/0! | #DIV/0! | #DIV/0! | #DIV/0! | #DIV/0! | #DIV/0! | #DIV/0! | #DIV/0! | #DIV/0! | #DIV/0! | #DIV/0! | #DIV/0! | #DIV/0! | #DIV/0! | #DIV/0! |  | #DIV/0! | 14 | #DIV/0! | #DIV/0! | #DIV/0! | #DIV/0! | #DIV/0! | #DIV/0! | #DIV/0!
450 | #DIV/0! | 0.3362 | 0.038 | 1.7721 | 0.225 | 0.127 | 0.074 | 0.161 | 0.36 | 0.556 | 0.522 | 0.439 | 0.042 | 0.083 | 0.11 | 0.3 | 0.372 | 0.045 | 0.221 | #DIV/0! | #DIV/0! | #DIV/0! | #DIV/0! | #DIV/0! | #DIV/0! | #DIV/0! | #DIV/0! | #DIV/0! | #DIV/0! | #DIV/0! | #DIV/0! | #DIV/0! | #DIV/0! | #DIV/0! | #DIV/0! | #DIV/0! | #DIV/0! | #DIV/0! | #DIV/0! | #DIV/0! | #DIV/0! | #DIV/0! | #DIV/0! | #DIV/0! | #DIV/0! | #DIV/0! | #DIV/0! | #DIV/0! | #DIV/0! | #DIV/0! | #DIV/0! | #DIV/0! | #DIV/0! | #DIV/0! | #DIV/0! | #DIV/0! | #DIV/0! | #DIV/0! | #DIV/0! | #DIV/0! | #DIV/0! | #DIV/0! | #DIV/0! | #DIV/0! |  | #DIV/0! | 15 | #DIV/0! | #DIV/0! | #DIV/0! | #DIV/0! | #DIV/0! | #DIV/0! | #DIV/0!
455 | #DIV/0! | 0.3187 | 0.048 | 1.7441 | 0.222 | 0.128 | 0.075 | 0.172 | 0.369 | 0.556 | 0.506 | 0.426 | 0.041 | 0.088 | 0.115 | 0.331 | 0.374 | 0.046 | 0.229 | #DIV/0! | #DIV/0! | #DIV/0! | #DIV/0! | #DIV/0! | #DIV/0! | #DIV/0! | #DIV/0! | #DIV/0! | #DIV/0! | #DIV/0! | #DIV/0! | #DIV/0! | #DIV/0! | #DIV/0! | #DIV/0! | #DIV/0! | #DIV/0! | #DIV/0! | #DIV/0! | #DIV/0! | #DIV/0! | #DIV/0! | #DIV/0! | #DIV/0! | #DIV/0! | #DIV/0! | #DIV/0! | #DIV/0! | #DIV/0! | #DIV/0! | #DIV/0! | #DIV/0! | #DIV/0! | #DIV/0! | #DIV/0! | #DIV/0! | #DIV/0! | #DIV/0! | #DIV/0! | #DIV/0! | #DIV/0! | #DIV/0! | #DIV/0! | #DIV/0! |  | #DIV/0!
460 | #DIV/0! | 0.2908 | 0.06 | 1.6692 | 0.22 | 0.131 | 0.077 | 0.186 | 0.381 | 0.554 | 0.488 | 0.413 | 0.038 | 0.095 | 0.123 | 0.346 | 0.376 | 0.047 | 0.236 | #DIV/0! | #DIV/0! | #DIV/0! | #DIV/0! | #DIV/0! | #DIV/0! | #DIV/0! | #DIV/0! | #DIV/0! | #DIV/0! | #DIV/0! | #DIV/0! | #DIV/0! | #DIV/0! | #DIV/0! | #DIV/0! | #DIV/0! | #DIV/0! | #DIV/0! | #DIV/0! | #DIV/0! | #DIV/0! | #DIV/0! | #DIV/0! | #DIV/0! | #DIV/0! | #DIV/0! | #DIV/0! | #DIV/0! | #DIV/0! | #DIV/0! | #DIV/0! | #DIV/0! | #DIV/0! | #DIV/0! | #DIV/0! | #DIV/0! | #DIV/0! | #DIV/0! | #DIV/0! | #DIV/0! | #DIV/0! | #DIV/0! | #DIV/0! | #DIV/0! |  | #DIV/0!
465 | #DIV/0! | 0.2511 | 0.0739 | 1.5281 | 0.218 | 0.134 | 0.08 | 0.205 | 0.394 | 0.549 | 0.469 | 0.397 | 0.035 | 0.103 | 0.134 | 0.347 | 0.379 | 0.048 | 0.243 | #DIV/0! | #DIV/0! | #DIV/0! | #DIV/0! | #DIV/0! | #DIV/0! | #DIV/0! | #DIV/0! | #DIV/0! | #DIV/0! | #DIV/0! | #DIV/0! | #DIV/0! | #DIV/0! | #DIV/0! | #DIV/0! | #DIV/0! | #DIV/0! | #DIV/0! | #DIV/0! | #DIV/0! | #DIV/0! | #DIV/0! | #DIV/0! | #DIV/0! | #DIV/0! | #DIV/0! | #DIV/0! | #DIV/0! | #DIV/0! | #DIV/0! | #DIV/0! | #DIV/0! | #DIV/0! | #DIV/0! | #DIV/0! | #DIV/0! | #DIV/0! | #DIV/0! | #DIV/0! | #DIV/0! | #DIV/0! | #DIV/0! | #DIV/0! | #DIV/0! |  | #DIV/0!
470 | #DIV/0! | 0.1954 | 0.091 | 1.2876 | 0.216 | 0.138 | 0.085 | 0.229 | 0.403 | 0.541 | 0.448 | 0.382 | 0.033 | 0.113 | 0.148 | 0.341 | 0.384 | 0.05 | 0.249 | #DIV/0! | #DIV/0! | #DIV/0! | #DIV/0! | #DIV/0! | #DIV/0! | #DIV/0! | #DIV/0! | #DIV/0! | #DIV/0! | #DIV/0! | #DIV/0! | #DIV/0! | #DIV/0! | #DIV/0! | #DIV/0! | #DIV/0! | #DIV/0! | #DIV/0! | #DIV/0! | #DIV/0! | #DIV/0! | #DIV/0! | #DIV/0! | #DIV/0! | #DIV/0! | #DIV/0! | #DIV/0! | #DIV/0! | #DIV/0! | #DIV/0! | #DIV/0! | #DIV/0! | #DIV/0! | #DIV/0! | #DIV/0! | #DIV/0! | #DIV/0! | #DIV/0! | #DIV/0! | #DIV/0! | #DIV/0! | #DIV/0! | #DIV/0! | #DIV/0! |  | #DIV/0!
475 | #DIV/0! | 0.1421 | 0.1126 | 1.0419 | 0.214 | 0.143 | 0.094 | 0.254 | 0.41 | 0.531 | 0.429 | 0.366 | 0.031 | 0.125 | 0.167 | 0.328 | 0.389 | 0.052 | 0.254 | #DIV/0! | #DIV/0! | #DIV/0! | #DIV/0! | #DIV/0! | #DIV/0! | #DIV/0! | #DIV/0! | #DIV/0! | #DIV/0! | #DIV/0! | #DIV/0! | #DIV/0! | #DIV/0! | #DIV/0! | #DIV/0! | #DIV/0! | #DIV/0! | #DIV/0! | #DIV/0! | #DIV/0! | #DIV/0! | #DIV/0! | #DIV/0! | #DIV/0! | #DIV/0! | #DIV/0! | #DIV/0! | #DIV/0! | #DIV/0! | #DIV/0! | #DIV/0! | #DIV/0! | #DIV/0! | #DIV/0! | #DIV/0! | #DIV/0! | #DIV/0! | #DIV/0! | #DIV/0! | #DIV/0! | #DIV/0! | #DIV/0! | #DIV/0! | #DIV/0! |  | #DIV/0!
480 | #DIV/0! | 0.0956 | 0.139 | 0.813 | 0.214 | 0.15 | 0.109 | 0.281 | 0.415 | 0.519 | 0.408 | 0.352 | 0.03 | 0.142 | 0.192 | 0.307 | 0.397 | 0.055 | 0.259 | #DIV/0! | #DIV/0! | #DIV/0! | #DIV/0! | #DIV/0! | #DIV/0! | #DIV/0! | #DIV/0! | #DIV/0! | #DIV/0! | #DIV/0! | #DIV/0! | #DIV/0! | #DIV/0! | #DIV/0! | #DIV/0! | #DIV/0! | #DIV/0! | #DIV/0! | #DIV/0! | #DIV/0! | #DIV/0! | #DIV/0! | #DIV/0! | #DIV/0! | #DIV/0! | #DIV/0! | #DIV/0! | #DIV/0! | #DIV/0! | #DIV/0! | #DIV/0! | #DIV/0! | #DIV/0! | #DIV/0! | #DIV/0! | #DIV/0! | #DIV/0! | #DIV/0! | #DIV/0! | #DIV/0! | #DIV/0! | #DIV/0! | #DIV/0! | #DIV/0! |  | #DIV/0!
485 | #DIV/0! | 0.058 | 0.1693 | 0.6162 | 0.214 | 0.159 | 0.126 | 0.308 | 0.418 | 0.504 | 0.385 | 0.337 | 0.029 | 0.162 | 0.219 | 0.282 | 0.405 | 0.057 | 0.264 | #DIV/0! | #DIV/0! | #DIV/0! | #DIV/0! | #DIV/0! | #DIV/0! | #DIV/0! | #DIV/0! | #DIV/0! | #DIV/0! | #DIV/0! | #DIV/0! | #DIV/0! | #DIV/0! | #DIV/0! | #DIV/0! | #DIV/0! | #DIV/0! | #DIV/0! | #DIV/0! | #DIV/0! | #DIV/0! | #DIV/0! | #DIV/0! | #DIV/0! | #DIV/0! | #DIV/0! | #DIV/0! | #DIV/0! | #DIV/0! | #DIV/0! | #DIV/0! | #DIV/0! | #DIV/0! | #DIV/0! | #DIV/0! | #DIV/0! | #DIV/0! | #DIV/0! | #DIV/0! | #DIV/0! | #DIV/0! | #DIV/0! | #DIV/0! | #DIV/0! |  | #DIV/0!
490 | #DIV/0! | 0.032 | 0.208 | 0.4652 | 0.216 | 0.174 | 0.148 | 0.332 | 0.419 | 0.488 | 0.363 | 0.325 | 0.028 | 0.189 | 0.252 | 0.257 | 0.416 | 0.062 | 0.269 | #DIV/0! | #DIV/0! | #DIV/0! | #DIV/0! | #DIV/0! | #DIV/0! | #DIV/0! | #DIV/0! | #DIV/0! | #DIV/0! | #DIV/0! | #DIV/0! | #DIV/0! | #DIV/0! | #DIV/0! | #DIV/0! | #DIV/0! | #DIV/0! | #DIV/0! | #DIV/0! | #DIV/0! | #DIV/0! | #DIV/0! | #DIV/0! | #DIV/0! | #DIV/0! | #DIV/0! | #DIV/0! | #DIV/0! | #DIV/0! | #DIV/0! | #DIV/0! | #DIV/0! | #DIV/0! | #DIV/0! | #DIV/0! | #DIV/0! | #DIV/0! | #DIV/0! | #DIV/0! | #DIV/0! | #DIV/0! | #DIV/0! | #DIV/0! | #DIV/0! |  | #DIV/0!
495 | #DIV/0! | 0.0147 | 0.2586 | 0.3533 | 0.218 | 0.19 | 0.172 | 0.352 | 0.417 | 0.469 | 0.341 | 0.31 | 0.028 | 0.219 | 0.291 | 0.23 | 0.429 | 0.067 | 0.276 | #DIV/0! | #DIV/0! | #DIV/0! | #DIV/0! | #DIV/0! | #DIV/0! | #DIV/0! | #DIV/0! | #DIV/0! | #DIV/0! | #DIV/0! | #DIV/0! | #DIV/0! | #DIV/0! | #DIV/0! | #DIV/0! | #DIV/0! | #DIV/0! | #DIV/0! | #DIV/0! | #DIV/0! | #DIV/0! | #DIV/0! | #DIV/0! | #DIV/0! | #DIV/0! | #DIV/0! | #DIV/0! | #DIV/0! | #DIV/0! | #DIV/0! | #DIV/0! | #DIV/0! | #DIV/0! | #DIV/0! | #DIV/0! | #DIV/0! | #DIV/0! | #DIV/0! | #DIV/0! | #DIV/0! | #DIV/0! | #DIV/0! | #DIV/0! | #DIV/0! |  | #DIV/0!
500 | #DIV/0! | 0.0049 | 0.323 | 0.272 | 0.223 | 0.207 | 0.198 | 0.37 | 0.413 | 0.45 | 0.324 | 0.299 | 0.028 | 0.262 | 0.325 | 0.204 | 0.443 | 0.075 | 0.284 | #DIV/0! | #DIV/0! | #DIV/0! | #DIV/0! | #DIV/0! | #DIV/0! | #DIV/0! | #DIV/0! | #DIV/0! | #DIV/0! | #DIV/0! | #DIV/0! | #DIV/0! | #DIV/0! | #DIV/0! | #DIV/0! | #DIV/0! | #DIV/0! | #DIV/0! | #DIV/0! | #DIV/0! | #DIV/0! | #DIV/0! | #DIV/0! | #DIV/0! | #DIV/0! | #DIV/0! | #DIV/0! | #DIV/0! | #DIV/0! | #DIV/0! | #DIV/0! | #DIV/0! | #DIV/0! | #DIV/0! | #DIV/0! | #DIV/0! | #DIV/0! | #DIV/0! | #DIV/0! | #DIV/0! | #DIV/0! | #DIV/0! | #DIV/0! | #DIV/0! |  | #DIV/0!
505 | #DIV/0! | 0.0024 | 0.4073 | 0.2123 | 0.225 | 0.225 | 0.221 | 0.383 | 0.409 | 0.431 | 0.311 | 0.289 | 0.029 | 0.305 | 0.347 | 0.178 | 0.454 | 0.083 | 0.291 | #DIV/0! | #DIV/0! | #DIV/0! | #DIV/0! | #DIV/0! | #DIV/0! | #DIV/0! | #DIV/0! | #DIV/0! | #DIV/0! | #DIV/0! | #DIV/0! | #DIV/0! | #DIV/0! | #DIV/0! | #DIV/0! | #DIV/0! | #DIV/0! | #DIV/0! | #DIV/0! | #DIV/0! | #DIV/0! | #DIV/0! | #DIV/0! | #DIV/0! | #DIV/0! | #DIV/0! | #DIV/0! | #DIV/0! | #DIV/0! | #DIV/0! | #DIV/0! | #DIV/0! | #DIV/0! | #DIV/0! | #DIV/0! | #DIV/0! | #DIV/0! | #DIV/0! | #DIV/0! | #DIV/0! | #DIV/0! | #DIV/0! | #DIV/0! | #DIV/0! |  | #DIV/0!
510 | #DIV/0! | 0.0093 | 0.503 | 0.1582 | 0.226 | 0.242 | 0.241 | 0.39 | 0.403 | 0.414 | 0.301 | 0.283 | 0.03 | 0.365 | 0.356 | 0.154 | 0.461 | 0.092 | 0.296 | #DIV/0! | #DIV/0! | #DIV/0! | #DIV/0! | #DIV/0! | #DIV/0! | #DIV/0! | #DIV/0! | #DIV/0! | #DIV/0! | #DIV/0! | #DIV/0! | #DIV/0! | #DIV/0! | #DIV/0! | #DIV/0! | #DIV/0! | #DIV/0! | #DIV/0! | #DIV/0! | #DIV/0! | #DIV/0! | #DIV/0! | #DIV/0! | #DIV/0! | #DIV/0! | #DIV/0! | #DIV/0! | #DIV/0! | #DIV/0! | #DIV/0! | #DIV/0! | #DIV/0! | #DIV/0! | #DIV/0! | #DIV/0! | #DIV/0! | #DIV/0! | #DIV/0! | #DIV/0! | #DIV/0! | #DIV/0! | #DIV/0! | #DIV/0! | #DIV/0! |  | #DIV/0!
515 | #DIV/0! | 0.0291 | 0.6082 | 0.1117 | 0.226 | 0.253 | 0.26 | 0.394 | 0.396 | 0.395 | 0.291 | 0.276 | 0.03 | 0.416 | 0.353 | 0.129 | 0.466 | 0.1 | 0.298 | #DIV/0! | #DIV/0! | #DIV/0! | #DIV/0! | #DIV/0! | #DIV/0! | #DIV/0! | #DIV/0! | #DIV/0! | #DIV/0! | #DIV/0! | #DIV/0! | #DIV/0! | #DIV/0! | #DIV/0! | #DIV/0! | #DIV/0! | #DIV/0! | #DIV/0! | #DIV/0! | #DIV/0! | #DIV/0! | #DIV/0! | #DIV/0! | #DIV/0! | #DIV/0! | #DIV/0! | #DIV/0! | #DIV/0! | #DIV/0! | #DIV/0! | #DIV/0! | #DIV/0! | #DIV/0! | #DIV/0! | #DIV/0! | #DIV/0! | #DIV/0! | #DIV/0! | #DIV/0! | #DIV/0! | #DIV/0! | #DIV/0! | #DIV/0! | #DIV/0! |  | #DIV/0!
520 | #DIV/0! | 0.0633 | 0.71 | 0.0782 | 0.225 | 0.26 | 0.278 | 0.395 | 0.389 | 0.377 | 0.283 | 0.27 | 0.031 | 0.465 | 0.346 | 0.109 | 0.469 | 0.108 | 0.296 | #DIV/0! | #DIV/0! | #DIV/0! | #DIV/0! | #DIV/0! | #DIV/0! | #DIV/0! | #DIV/0! | #DIV/0! | #DIV/0! | #DIV/0! | #DIV/0! | #DIV/0! | #DIV/0! | #DIV/0! | #DIV/0! | #DIV/0! | #DIV/0! | #DIV/0! | #DIV/0! | #DIV/0! | #DIV/0! | #DIV/0! | #DIV/0! | #DIV/0! | #DIV/0! | #DIV/0! | #DIV/0! | #DIV/0! | #DIV/0! | #DIV/0! | #DIV/0! | #DIV/0! | #DIV/0! | #DIV/0! | #DIV/0! | #DIV/0! | #DIV/0! | #DIV/0! | #DIV/0! | #DIV/0! | #DIV/0! | #DIV/0! | #DIV/0! | #DIV/0! |  | #DIV/0!
525 | #DIV/0! | 0.1096 | 0.7932 | 0.0573 | 0.225 | 0.264 | 0.302 | 0.392 | 0.381 | 0.358 | 0.273 | 0.262 | 0.031 | 0.509 | 0.333 | 0.09 | 0.471 | 0.121 | 0.289 | #DIV/0! | #DIV/0! | #DIV/0! | #DIV/0! | #DIV/0! | #DIV/0! | #DIV/0! | #DIV/0! | #DIV/0! | #DIV/0! | #DIV/0! | #DIV/0! | #DIV/0! | #DIV/0! | #DIV/0! | #DIV/0! | #DIV/0! | #DIV/0! | #DIV/0! | #DIV/0! | #DIV/0! | #DIV/0! | #DIV/0! | #DIV/0! | #DIV/0! | #DIV/0! | #DIV/0! | #DIV/0! | #DIV/0! | #DIV/0! | #DIV/0! | #DIV/0! | #DIV/0! | #DIV/0! | #DIV/0! | #DIV/0! | #DIV/0! | #DIV/0! | #DIV/0! | #DIV/0! | #DIV/0! | #DIV/0! | #DIV/0! | #DIV/0! | #DIV/0! |  | #DIV/0!
530 | #DIV/0! | 0.1655 | 0.862 | 0.0422 | 0.227 | 0.267 | 0.339 | 0.385 | 0.372 | 0.341 | 0.265 | 0.256 | 0.032 | 0.546 | 0.314 | 0.075 | 0.474 | 0.133 | 0.282 | #DIV/0! | #DIV/0! | #DIV/0! | #DIV/0! | #DIV/0! | #DIV/0! | #DIV/0! | #DIV/0! | #DIV/0! | #DIV/0! | #DIV/0! | #DIV/0! | #DIV/0! | #DIV/0! | #DIV/0! | #DIV/0! | #DIV/0! | #DIV/0! | #DIV/0! | #DIV/0! | #DIV/0! | #DIV/0! | #DIV/0! | #DIV/0! | #DIV/0! | #DIV/0! | #DIV/0! | #DIV/0! | #DIV/0! | #DIV/0! | #DIV/0! | #DIV/0! | #DIV/0! | #DIV/0! | #DIV/0! | #DIV/0! | #DIV/0! | #DIV/0! | #DIV/0! | #DIV/0! | #DIV/0! | #DIV/0! | #DIV/0! | #DIV/0! | #DIV/0! |  | #DIV/0!
535 | #DIV/0! | 0.2257 | 0.9149 | 0.0298 | 0.23 | 0.269 | 0.37 | 0.377 | 0.363 | 0.325 | 0.26 | 0.251 | 0.032 | 0.581 | 0.294 | 0.062 | 0.476 | 0.142 | 0.276 | #DIV/0! | #DIV/0! | #DIV/0! | #DIV/0! | #DIV/0! | #DIV/0! | #DIV/0! | #DIV/0! | #DIV/0! | #DIV/0! | #DIV/0! | #DIV/0! | #DIV/0! | #DIV/0! | #DIV/0! | #DIV/0! | #DIV/0! | #DIV/0! | #DIV/0! | #DIV/0! | #DIV/0! | #DIV/0! | #DIV/0! | #DIV/0! | #DIV/0! | #DIV/0! | #DIV/0! | #DIV/0! | #DIV/0! | #DIV/0! | #DIV/0! | #DIV/0! | #DIV/0! | #DIV/0! | #DIV/0! | #DIV/0! | #DIV/0! | #DIV/0! | #DIV/0! | #DIV/0! | #DIV/0! | #DIV/0! | #DIV/0! | #DIV/0! | #DIV/0! |  | #DIV/0!
540 | #DIV/0! | 0.2904 | 0.954 | 0.0203 | 0.236 | 0.272 | 0.392 | 0.367 | 0.353 | 0.309 | 0.257 | 0.25 | 0.033 | 0.61 | 0.271 | 0.051 | 0.483 | 0.15 | 0.274 | #DIV/0! | #DIV/0! | #DIV/0! | #DIV/0! | #DIV/0! | #DIV/0! | #DIV/0! | #DIV/0! | #DIV/0! | #DIV/0! | #DIV/0! | #DIV/0! | #DIV/0! | #DIV/0! | #DIV/0! | #DIV/0! | #DIV/0! | #DIV/0! | #DIV/0! | #DIV/0! | #DIV/0! | #DIV/0! | #DIV/0! | #DIV/0! | #DIV/0! | #DIV/0! | #DIV/0! | #DIV/0! | #DIV/0! | #DIV/0! | #DIV/0! | #DIV/0! | #DIV/0! | #DIV/0! | #DIV/0! | #DIV/0! | #DIV/0! | #DIV/0! | #DIV/0! | #DIV/0! | #DIV/0! | #DIV/0! | #DIV/0! | #DIV/0! | #DIV/0! |  | #DIV/0!
545 | #DIV/0! | 0.3597 | 0.9803 | 0.0134 | 0.245 | 0.276 | 0.399 | 0.354 | 0.342 | 0.293 | 0.257 | 0.251 | 0.034 | 0.634 | 0.248 | 0.041 | 0.49 | 0.154 | 0.276 | #DIV/0! | #DIV/0! | #DIV/0! | #DIV/0! | #DIV/0! | #DIV/0! | #DIV/0! | #DIV/0! | #DIV/0! | #DIV/0! | #DIV/0! | #DIV/0! | #DIV/0! | #DIV/0! | #DIV/0! | #DIV/0! | #DIV/0! | #DIV/0! | #DIV/0! | #DIV/0! | #DIV/0! | #DIV/0! | #DIV/0! | #DIV/0! | #DIV/0! | #DIV/0! | #DIV/0! | #DIV/0! | #DIV/0! | #DIV/0! | #DIV/0! | #DIV/0! | #DIV/0! | #DIV/0! | #DIV/0! | #DIV/0! | #DIV/0! | #DIV/0! | #DIV/0! | #DIV/0! | #DIV/0! | #DIV/0! | #DIV/0! | #DIV/0! | #DIV/0! |  | #DIV/0!
550 | #DIV/0! | 0.4334 | 0.995 | 0.0087 | 0.253 | 0.282 | 0.4 | 0.341 | 0.331 | 0.279 | 0.259 | 0.254 | 0.035 | 0.653 | 0.227 | 0.035 | 0.506 | 0.155 | 0.281 | #DIV/0! | #DIV/0! | #DIV/0! | #DIV/0! | #DIV/0! | #DIV/0! | #DIV/0! | #DIV/0! | #DIV/0! | #DIV/0! | #DIV/0! | #DIV/0! | #DIV/0! | #DIV/0! | #DIV/0! | #DIV/0! | #DIV/0! | #DIV/0! | #DIV/0! | #DIV/0! | #DIV/0! | #DIV/0! | #DIV/0! | #DIV/0! | #DIV/0! | #DIV/0! | #DIV/0! | #DIV/0! | #DIV/0! | #DIV/0! | #DIV/0! | #DIV/0! | #DIV/0! | #DIV/0! | #DIV/0! | #DIV/0! | #DIV/0! | #DIV/0! | #DIV/0! | #DIV/0! | #DIV/0! | #DIV/0! | #DIV/0! | #DIV/0! | #DIV/0! |  | #DIV/0!
555 | #DIV/0! | 0.5121 | 1 | 0.0057 | 0.262 | 0.289 | 0.393 | 0.327 | 0.32 | 0.265 | 0.26 | 0.258 | 0.037 | 0.666 | 0.206 | 0.029 | 0.526 | 0.152 | 0.286 | #DIV/0! | #DIV/0! | #DIV/0! | #DIV/0! | #DIV/0! | #DIV/0! | #DIV/0! | #DIV/0! | #DIV/0! | #DIV/0! | #DIV/0! | #DIV/0! | #DIV/0! | #DIV/0! | #DIV/0! | #DIV/0! | #DIV/0! | #DIV/0! | #DIV/0! | #DIV/0! | #DIV/0! | #DIV/0! | #DIV/0! | #DIV/0! | #DIV/0! | #DIV/0! | #DIV/0! | #DIV/0! | #DIV/0! | #DIV/0! | #DIV/0! | #DIV/0! | #DIV/0! | #DIV/0! | #DIV/0! | #DIV/0! | #DIV/0! | #DIV/0! | #DIV/0! | #DIV/0! | #DIV/0! | #DIV/0! | #DIV/0! | #DIV/0! | #DIV/0! |  | #DIV/0!
560 | #DIV/0! | 0.5945 | 0.995 | 0.0039 | 0.272 | 0.299 | 0.38 | 0.312 | 0.308 | 0.253 | 0.26 | 0.264 | 0.041 | 0.678 | 0.188 | 0.025 | 0.553 | 0.147 | 0.291 | #DIV/0! | #DIV/0! | #DIV/0! | #DIV/0! | #DIV/0! | #DIV/0! | #DIV/0! | #DIV/0! | #DIV/0! | #DIV/0! | #DIV/0! | #DIV/0! | #DIV/0! | #DIV/0! | #DIV/0! | #DIV/0! | #DIV/0! | #DIV/0! | #DIV/0! | #DIV/0! | #DIV/0! | #DIV/0! | #DIV/0! | #DIV/0! | #DIV/0! | #DIV/0! | #DIV/0! | #DIV/0! | #DIV/0! | #DIV/0! | #DIV/0! | #DIV/0! | #DIV/0! | #DIV/0! | #DIV/0! | #DIV/0! | #DIV/0! | #DIV/0! | #DIV/0! | #DIV/0! | #DIV/0! | #DIV/0! | #DIV/0! | #DIV/0! | #DIV/0! |  | #DIV/0!
565 | #DIV/0! | 0.6784 | 0.9786 | 0.0027 | 0.283 | 0.309 | 0.365 | 0.296 | 0.296 | 0.241 | 0.258 | 0.269 | 0.044 | 0.687 | 0.17 | 0.022 | 0.582 | 0.14 | 0.289 | #DIV/0! | #DIV/0! | #DIV/0! | #DIV/0! | #DIV/0! | #DIV/0! | #DIV/0! | #DIV/0! | #DIV/0! | #DIV/0! | #DIV/0! | #DIV/0! | #DIV/0! | #DIV/0! | #DIV/0! | #DIV/0! | #DIV/0! | #DIV/0! | #DIV/0! | #DIV/0! | #DIV/0! | #DIV/0! | #DIV/0! | #DIV/0! | #DIV/0! | #DIV/0! | #DIV/0! | #DIV/0! | #DIV/0! | #DIV/0! | #DIV/0! | #DIV/0! | #DIV/0! | #DIV/0! | #DIV/0! | #DIV/0! | #DIV/0! | #DIV/0! | #DIV/0! | #DIV/0! | #DIV/0! | #DIV/0! | #DIV/0! | #DIV/0! | #DIV/0! |  | #DIV/0!
570 | #DIV/0! | 0.7621 | 0.952 | 0.0021 | 0.298 | 0.322 | 0.349 | 0.28 | 0.284 | 0.234 | 0.256 | 0.272 | 0.048 | 0.693 | 0.153 | 0.019 | 0.618 | 0.133 | 0.286 | #DIV/0! | #DIV/0! | #DIV/0! | #DIV/0! | #DIV/0! | #DIV/0! | #DIV/0! | #DIV/0! | #DIV/0! | #DIV/0! | #DIV/0! | #DIV/0! | #DIV/0! | #DIV/0! | #DIV/0! | #DIV/0! | #DIV/0! | #DIV/0! | #DIV/0! | #DIV/0! | #DIV/0! | #DIV/0! | #DIV/0! | #DIV/0! | #DIV/0! | #DIV/0! | #DIV/0! | #DIV/0! | #DIV/0! | #DIV/0! | #DIV/0! | #DIV/0! | #DIV/0! | #DIV/0! | #DIV/0! | #DIV/0! | #DIV/0! | #DIV/0! | #DIV/0! | #DIV/0! | #DIV/0! | #DIV/0! | #DIV/0! | #DIV/0! | #DIV/0! |  | #DIV/0!
575 | #DIV/0! | 0.8425 | 0.9154 | 0.0018 | 0.318 | 0.329 | 0.332 | 0.263 | 0.271 | 0.227 | 0.254 | 0.274 | 0.052 | 0.698 | 0.138 | 0.017 | 0.651 | 0.125 | 0.28 | #DIV/0! | #DIV/0! | #DIV/0! | #DIV/0! | #DIV/0! | #DIV/0! | #DIV/0! | #DIV/0! | #DIV/0! | #DIV/0! | #DIV/0! | #DIV/0! | #DIV/0! | #DIV/0! | #DIV/0! | #DIV/0! | #DIV/0! | #DIV/0! | #DIV/0! | #DIV/0! | #DIV/0! | #DIV/0! | #DIV/0! | #DIV/0! | #DIV/0! | #DIV/0! | #DIV/0! | #DIV/0! | #DIV/0! | #DIV/0! | #DIV/0! | #DIV/0! | #DIV/0! | #DIV/0! | #DIV/0! | #DIV/0! | #DIV/0! | #DIV/0! | #DIV/0! | #DIV/0! | #DIV/0! | #DIV/0! | #DIV/0! | #DIV/0! | #DIV/0! |  | #DIV/0!
580 | #DIV/0! | 0.9163 | 0.87 | 0.0017 | 0.341 | 0.335 | 0.315 | 0.247 | 0.26 | 0.225 | 0.254 | 0.278 | 0.06 | 0.701 | 0.125 | 0.017 | 0.68 | 0.118 | 0.285 | #DIV/0! | #DIV/0! | #DIV/0! | #DIV/0! | #DIV/0! | #DIV/0! | #DIV/0! | #DIV/0! | #DIV/0! | #DIV/0! | #DIV/0! | #DIV/0! | #DIV/0! | #DIV/0! | #DIV/0! | #DIV/0! | #DIV/0! | #DIV/0! | #DIV/0! | #DIV/0! | #DIV/0! | #DIV/0! | #DIV/0! | #DIV/0! | #DIV/0! | #DIV/0! | #DIV/0! | #DIV/0! | #DIV/0! | #DIV/0! | #DIV/0! | #DIV/0! | #DIV/0! | #DIV/0! | #DIV/0! | #DIV/0! | #DIV/0! | #DIV/0! | #DIV/0! | #DIV/0! | #DIV/0! | #DIV/0! | #DIV/0! | #DIV/0! | #DIV/0! |  | #DIV/0!
585 | #DIV/0! | 0.9786 | 0.8163 | 0.0014 | 0.367 | 0.339 | 0.299 | 0.229 | 0.247 | 0.222 | 0.259 | 0.284 | 0.076 | 0.704 | 0.114 | 0.017 | 0.701 | 0.112 | 0.314 | #DIV/0! | #DIV/0! | #DIV/0! | #DIV/0! | #DIV/0! | #DIV/0! | #DIV/0! | #DIV/0! | #DIV/0! | #DIV/0! | #DIV/0! | #DIV/0! | #DIV/0! | #DIV/0! | #DIV/0! | #DIV/0! | #DIV/0! | #DIV/0! | #DIV/0! | #DIV/0! | #DIV/0! | #DIV/0! | #DIV/0! | #DIV/0! | #DIV/0! | #DIV/0! | #DIV/0! | #DIV/0! | #DIV/0! | #DIV/0! | #DIV/0! | #DIV/0! | #DIV/0! | #DIV/0! | #DIV/0! | #DIV/0! | #DIV/0! | #DIV/0! | #DIV/0! | #DIV/0! | #DIV/0! | #DIV/0! | #DIV/0! | #DIV/0! | #DIV/0! |  | #DIV/0!
590 | #DIV/0! | 1.0263 | 0.757 | 0.0011 | 0.39 | 0.341 | 0.285 | 0.214 | 0.232 | 0.221 | 0.27 | 0.295 | 0.102 | 0.705 | 0.106 | 0.016 | 0.717 | 0.106 | 0.354 | #DIV/0! | #DIV/0! | #DIV/0! | #DIV/0! | #DIV/0! | #DIV/0! | #DIV/0! | #DIV/0! | #DIV/0! | #DIV/0! | #DIV/0! | #DIV/0! | #DIV/0! | #DIV/0! | #DIV/0! | #DIV/0! | #DIV/0! | #DIV/0! | #DIV/0! | #DIV/0! | #DIV/0! | #DIV/0! | #DIV/0! | #DIV/0! | #DIV/0! | #DIV/0! | #DIV/0! | #DIV/0! | #DIV/0! | #DIV/0! | #DIV/0! | #DIV/0! | #DIV/0! | #DIV/0! | #DIV/0! | #DIV/0! | #DIV/0! | #DIV/0! | #DIV/0! | #DIV/0! | #DIV/0! | #DIV/0! | #DIV/0! | #DIV/0! | #DIV/0! |  | #DIV/0!
595 | #DIV/0! | 1.0567 | 0.6949 | 0.001 | 0.409 | 0.341 | 0.272 | 0.198 | 0.22 | 0.22 | 0.284 | 0.316 | 0.136 | 0.705 | 0.1 | 0.016 | 0.729 | 0.101 | 0.398 | #DIV/0! | #DIV/0! | #DIV/0! | #DIV/0! | #DIV/0! | #DIV/0! | #DIV/0! | #DIV/0! | #DIV/0! | #DIV/0! | #DIV/0! | #DIV/0! | #DIV/0! | #DIV/0! | #DIV/0! | #DIV/0! | #DIV/0! | #DIV/0! | #DIV/0! | #DIV/0! | #DIV/0! | #DIV/0! | #DIV/0! | #DIV/0! | #DIV/0! | #DIV/0! | #DIV/0! | #DIV/0! | #DIV/0! | #DIV/0! | #DIV/0! | #DIV/0! | #DIV/0! | #DIV/0! | #DIV/0! | #DIV/0! | #DIV/0! | #DIV/0! | #DIV/0! | #DIV/0! | #DIV/0! | #DIV/0! | #DIV/0! | #DIV/0! | #DIV/0! |  | #DIV/0!
600 | #DIV/0! | 1.0622 | 0.631 | 0.0008 | 0.424 | 0.342 | 0.264 | 0.185 | 0.21 | 0.22 | 0.302 | 0.348 | 0.19 | 0.706 | 0.096 | 0.016 | 0.736 | 0.098 | 0.44 | #DIV/0! | #DIV/0! | #DIV/0! | #DIV/0! | #DIV/0! | #DIV/0! | #DIV/0! | #DIV/0! | #DIV/0! | #DIV/0! | #DIV/0! | #DIV/0! | #DIV/0! | #DIV/0! | #DIV/0! | #DIV/0! | #DIV/0! | #DIV/0! | #DIV/0! | #DIV/0! | #DIV/0! | #DIV/0! | #DIV/0! | #DIV/0! | #DIV/0! | #DIV/0! | #DIV/0! | #DIV/0! | #DIV/0! | #DIV/0! | #DIV/0! | #DIV/0! | #DIV/0! | #DIV/0! | #DIV/0! | #DIV/0! | #DIV/0! | #DIV/0! | #DIV/0! | #DIV/0! | #DIV/0! | #DIV/0! | #DIV/0! | #DIV/0! | #DIV/0! |  | #DIV/0!
605 | #DIV/0! | 1.0456 | 0.5668 | 0.0006 | 0.435 | 0.342 | 0.257 | 0.175 | 0.2 | 0.22 | 0.324 | 0.384 | 0.256 | 0.707 | 0.092 | 0.016 | 0.742 | 0.095 | 0.47 | #DIV/0! | #DIV/0! | #DIV/0! | #DIV/0! | #DIV/0! | #DIV/0! | #DIV/0! | #DIV/0! | #DIV/0! | #DIV/0! | #DIV/0! | #DIV/0! | #DIV/0! | #DIV/0! | #DIV/0! | #DIV/0! | #DIV/0! | #DIV/0! | #DIV/0! | #DIV/0! | #DIV/0! | #DIV/0! | #DIV/0! | #DIV/0! | #DIV/0! | #DIV/0! | #DIV/0! | #DIV/0! | #DIV/0! | #DIV/0! | #DIV/0! | #DIV/0! | #DIV/0! | #DIV/0! | #DIV/0! | #DIV/0! | #DIV/0! | #DIV/0! | #DIV/0! | #DIV/0! | #DIV/0! | #DIV/0! | #DIV/0! | #DIV/0! | #DIV/0! |  | #DIV/0!
610 | #DIV/0! | 1.0026 | 0.503 | 0.0003 | 0.442 | 0.342 | 0.252 | 0.169 | 0.194 | 0.22 | 0.344 | 0.434 | 0.336 | 0.707 | 0.09 | 0.016 | 0.745 | 0.093 | 0.494 | #DIV/0! | #DIV/0! | #DIV/0! | #DIV/0! | #DIV/0! | #DIV/0! | #DIV/0! | #DIV/0! | #DIV/0! | #DIV/0! | #DIV/0! | #DIV/0! | #DIV/0! | #DIV/0! | #DIV/0! | #DIV/0! | #DIV/0! | #DIV/0! | #DIV/0! | #DIV/0! | #DIV/0! | #DIV/0! | #DIV/0! | #DIV/0! | #DIV/0! | #DIV/0! | #DIV/0! | #DIV/0! | #DIV/0! | #DIV/0! | #DIV/0! | #DIV/0! | #DIV/0! | #DIV/0! | #DIV/0! | #DIV/0! | #DIV/0! | #DIV/0! | #DIV/0! | #DIV/0! | #DIV/0! | #DIV/0! | #DIV/0! | #DIV/0! | #DIV/0! |  | #DIV/0!
615 | #DIV/0! | 0.9384 | 0.4412 | 0.0002 | 0.448 | 0.341 | 0.247 | 0.164 | 0.189 | 0.22 | 0.362 | 0.482 | 0.418 | 0.707 | 0.087 | 0.016 | 0.747 | 0.09 | 0.511 | #DIV/0! | #DIV/0! | #DIV/0! | #DIV/0! | #DIV/0! | #DIV/0! | #DIV/0! | #DIV/0! | #DIV/0! | #DIV/0! | #DIV/0! | #DIV/0! | #DIV/0! | #DIV/0! | #DIV/0! | #DIV/0! | #DIV/0! | #DIV/0! | #DIV/0! | #DIV/0! | #DIV/0! | #DIV/0! | #DIV/0! | #DIV/0! | #DIV/0! | #DIV/0! | #DIV/0! | #DIV/0! | #DIV/0! | #DIV/0! | #DIV/0! | #DIV/0! | #DIV/0! | #DIV/0! | #DIV/0! | #DIV/0! | #DIV/0! | #DIV/0! | #DIV/0! | #DIV/0! | #DIV/0! | #DIV/0! | #DIV/0! | #DIV/0! | #DIV/0! |  | #DIV/0!
620 | #DIV/0! | 0.8544 | 0.381 | 0.0002 | 0.45 | 0.341 | 0.241 | 0.16 | 0.185 | 0.223 | 0.377 | 0.528 | 0.505 | 0.708 | 0.085 | 0.016 | 0.748 | 0.089 | 0.524 | #DIV/0! | #DIV/0! | #DIV/0! | #DIV/0! | #DIV/0! | #DIV/0! | #DIV/0! | #DIV/0! | #DIV/0! | #DIV/0! | #DIV/0! | #DIV/0! | #DIV/0! | #DIV/0! | #DIV/0! | #DIV/0! | #DIV/0! | #DIV/0! | #DIV/0! | #DIV/0! | #DIV/0! | #DIV/0! | #DIV/0! | #DIV/0! | #DIV/0! | #DIV/0! | #DIV/0! | #DIV/0! | #DIV/0! | #DIV/0! | #DIV/0! | #DIV/0! | #DIV/0! | #DIV/0! | #DIV/0! | #DIV/0! | #DIV/0! | #DIV/0! | #DIV/0! | #DIV/0! | #DIV/0! | #DIV/0! | #DIV/0! | #DIV/0! | #DIV/0! |  | #DIV/0!
625 | #DIV/0! | 0.7514 | 0.321 | 0.0001 | 0.451 | 0.339 | 0.235 | 0.156 | 0.183 | 0.227 | 0.389 | 0.568 | 0.581 | 0.708 | 0.082 | 0.016 | 0.748 | 0.087 | 0.535 | #DIV/0! | #DIV/0! | #DIV/0! | #DIV/0! | #DIV/0! | #DIV/0! | #DIV/0! | #DIV/0! | #DIV/0! | #DIV/0! | #DIV/0! | #DIV/0! | #DIV/0! | #DIV/0! | #DIV/0! | #DIV/0! | #DIV/0! | #DIV/0! | #DIV/0! | #DIV/0! | #DIV/0! | #DIV/0! | #DIV/0! | #DIV/0! | #DIV/0! | #DIV/0! | #DIV/0! | #DIV/0! | #DIV/0! | #DIV/0! | #DIV/0! | #DIV/0! | #DIV/0! | #DIV/0! | #DIV/0! | #DIV/0! | #DIV/0! | #DIV/0! | #DIV/0! | #DIV/0! | #DIV/0! | #DIV/0! | #DIV/0! | #DIV/0! | #DIV/0! |  | #DIV/0!
630 | #DIV/0! | 0.6424 | 0.265 | 0 | 0.451 | 0.339 | 0.229 | 0.154 | 0.18 | 0.233 | 0.4 | 0.604 | 0.641 | 0.71 | 0.08 | 0.018 | 0.748 | 0.086 | 0.544 | #DIV/0! | #DIV/0! | #DIV/0! | #DIV/0! | #DIV/0! | #DIV/0! | #DIV/0! | #DIV/0! | #DIV/0! | #DIV/0! | #DIV/0! | #DIV/0! | #DIV/0! | #DIV/0! | #DIV/0! | #DIV/0! | #DIV/0! | #DIV/0! | #DIV/0! | #DIV/0! | #DIV/0! | #DIV/0! | #DIV/0! | #DIV/0! | #DIV/0! | #DIV/0! | #DIV/0! | #DIV/0! | #DIV/0! | #DIV/0! | #DIV/0! | #DIV/0! | #DIV/0! | #DIV/0! | #DIV/0! | #DIV/0! | #DIV/0! | #DIV/0! | #DIV/0! | #DIV/0! | #DIV/0! | #DIV/0! | #DIV/0! | #DIV/0! | #DIV/0! |  | #DIV/0!
635 | #DIV/0! | 0.5419 | 0.217 | 0 | 0.451 | 0.338 | 0.224 | 0.152 | 0.177 | 0.239 | 0.41 | 0.629 | 0.682 | 0.711 | 0.079 | 0.018 | 0.748 | 0.085 | 0.552 | #DIV/0! | #DIV/0! | #DIV/0! | #DIV/0! | #DIV/0! | #DIV/0! | #DIV/0! | #DIV/0! | #DIV/0! | #DIV/0! | #DIV/0! | #DIV/0! | #DIV/0! | #DIV/0! | #DIV/0! | #DIV/0! | #DIV/0! | #DIV/0! | #DIV/0! | #DIV/0! | #DIV/0! | #DIV/0! | #DIV/0! | #DIV/0! | #DIV/0! | #DIV/0! | #DIV/0! | #DIV/0! | #DIV/0! | #DIV/0! | #DIV/0! | #DIV/0! | #DIV/0! | #DIV/0! | #DIV/0! | #DIV/0! | #DIV/0! | #DIV/0! | #DIV/0! | #DIV/0! | #DIV/0! | #DIV/0! | #DIV/0! | #DIV/0! | #DIV/0! |  | #DIV/0!
640 | #DIV/0! | 0.4479 | 0.175 | 0 | 0.451 | 0.338 | 0.22 | 0.151 | 0.176 | 0.244 | 0.42 | 0.648 | 0.717 | 0.712 | 0.078 | 0.018 | 0.748 | 0.084 | 0.559 | #DIV/0! | #DIV/0! | #DIV/0! | #DIV/0! | #DIV/0! | #DIV/0! | #DIV/0! | #DIV/0! | #DIV/0! | #DIV/0! | #DIV/0! | #DIV/0! | #DIV/0! | #DIV/0! | #DIV/0! | #DIV/0! | #DIV/0! | #DIV/0! | #DIV/0! | #DIV/0! | #DIV/0! | #DIV/0! | #DIV/0! | #DIV/0! | #DIV/0! | #DIV/0! | #DIV/0! | #DIV/0! | #DIV/0! | #DIV/0! | #DIV/0! | #DIV/0! | #DIV/0! | #DIV/0! | #DIV/0! | #DIV/0! | #DIV/0! | #DIV/0! | #DIV/0! | #DIV/0! | #DIV/0! | #DIV/0! | #DIV/0! | #DIV/0! | #DIV/0! |  | #DIV/0!
645 | #DIV/0! | 0.3608 | 0.1382 | 0 | 0.451 | 0.337 | 0.217 | 0.149 | 0.175 | 0.251 | 0.429 | 0.663 | 0.74 | 0.714 | 0.078 | 0.018 | 0.748 | 0.084 | 0.565 | #DIV/0! | #DIV/0! | #DIV/0! | #DIV/0! | #DIV/0! | #DIV/0! | #DIV/0! | #DIV/0! | #DIV/0! | #DIV/0! | #DIV/0! | #DIV/0! | #DIV/0! | #DIV/0! | #DIV/0! | #DIV/0! | #DIV/0! | #DIV/0! | #DIV/0! | #DIV/0! | #DIV/0! | #DIV/0! | #DIV/0! | #DIV/0! | #DIV/0! | #DIV/0! | #DIV/0! | #DIV/0! | #DIV/0! | #DIV/0! | #DIV/0! | #DIV/0! | #DIV/0! | #DIV/0! | #DIV/0! | #DIV/0! | #DIV/0! | #DIV/0! | #DIV/0! | #DIV/0! | #DIV/0! | #DIV/0! | #DIV/0! | #DIV/0! | #DIV/0! |  | #DIV/0!
650 | #DIV/0! | 0.2835 | 0.107 | 0 | 0.45 | 0.336 | 0.216 | 0.148 | 0.175 | 0.258 | 0.438 | 0.676 | 0.758 | 0.716 | 0.078 | 0.019 | 0.748 | 0.084 | 0.571 | #DIV/0! | #DIV/0! | #DIV/0! | #DIV/0! | #DIV/0! | #DIV/0! | #DIV/0! | #DIV/0! | #DIV/0! | #DIV/0! | #DIV/0! | #DIV/0! | #DIV/0! | #DIV/0! | #DIV/0! | #DIV/0! | #DIV/0! | #DIV/0! | #DIV/0! | #DIV/0! | #DIV/0! | #DIV/0! | #DIV/0! | #DIV/0! | #DIV/0! | #DIV/0! | #DIV/0! | #DIV/0! | #DIV/0! | #DIV/0! | #DIV/0! | #DIV/0! | #DIV/0! | #DIV/0! | #DIV/0! | #DIV/0! | #DIV/0! | #DIV/0! | #DIV/0! | #DIV/0! | #DIV/0! | #DIV/0! | #DIV/0! | #DIV/0! | #DIV/0! |  | #DIV/0!
655 | #DIV/0! | 0.2187 | 0.0816 | 0 | 0.45 | 0.335 | 0.216 | 0.148 | 0.175 | 0.263 | 0.445 | 0.685 | 0.77 | 0.718 | 0.078 | 0.02 | 0.748 | 0.084 | 0.576 | #DIV/0! | #DIV/0! | #DIV/0! | #DIV/0! | #DIV/0! | #DIV/0! | #DIV/0! | #DIV/0! | #DIV/0! | #DIV/0! | #DIV/0! | #DIV/0! | #DIV/0! | #DIV/0! | #DIV/0! | #DIV/0! | #DIV/0! | #DIV/0! | #DIV/0! | #DIV/0! | #DIV/0! | #DIV/0! | #DIV/0! | #DIV/0! | #DIV/0! | #DIV/0! | #DIV/0! | #DIV/0! | #DIV/0! | #DIV/0! | #DIV/0! | #DIV/0! | #DIV/0! | #DIV/0! | #DIV/0! | #DIV/0! | #DIV/0! | #DIV/0! | #DIV/0! | #DIV/0! | #DIV/0! | #DIV/0! | #DIV/0! | #DIV/0! | #DIV/0! |  | #DIV/0!
660 | #DIV/0! | 0.1649 | 0.061 | 0 | 0.451 | 0.334 | 0.219 | 0.148 | 0.175 | 0.268 | 0.452 | 0.693 | 0.781 | 0.72 | 0.081 | 0.023 | 0.747 | 0.085 | 0.581 | #DIV/0! | #DIV/0! | #DIV/0! | #DIV/0! | #DIV/0! | #DIV/0! | #DIV/0! | #DIV/0! | #DIV/0! | #DIV/0! | #DIV/0! | #DIV/0! | #DIV/0! | #DIV/0! | #DIV/0! | #DIV/0! | #DIV/0! | #DIV/0! | #DIV/0! | #DIV/0! | #DIV/0! | #DIV/0! | #DIV/0! | #DIV/0! | #DIV/0! | #DIV/0! | #DIV/0! | #DIV/0! | #DIV/0! | #DIV/0! | #DIV/0! | #DIV/0! | #DIV/0! | #DIV/0! | #DIV/0! | #DIV/0! | #DIV/0! | #DIV/0! | #DIV/0! | #DIV/0! | #DIV/0! | #DIV/0! | #DIV/0! | #DIV/0! | #DIV/0! |  | #DIV/0!
665 | #DIV/0! | 0.1212 | 0.0446 | 0 | 0.451 | 0.332 | 0.224 | 0.149 | 0.177 | 0.273 | 0.457 | 0.7 | 0.79 | 0.722 | 0.083 | 0.024 | 0.747 | 0.087 | 0.586 | #DIV/0! | #DIV/0! | #DIV/0! | #DIV/0! | #DIV/0! | #DIV/0! | #DIV/0! | #DIV/0! | #DIV/0! | #DIV/0! | #DIV/0! | #DIV/0! | #DIV/0! | #DIV/0! | #DIV/0! | #DIV/0! | #DIV/0! | #DIV/0! | #DIV/0! | #DIV/0! | #DIV/0! | #DIV/0! | #DIV/0! | #DIV/0! | #DIV/0! | #DIV/0! | #DIV/0! | #DIV/0! | #DIV/0! | #DIV/0! | #DIV/0! | #DIV/0! | #DIV/0! | #DIV/0! | #DIV/0! | #DIV/0! | #DIV/0! | #DIV/0! | #DIV/0! | #DIV/0! | #DIV/0! | #DIV/0! | #DIV/0! | #DIV/0! | #DIV/0! |  | #DIV/0!
670 | #DIV/0! | 0.0874 | 0.032 | 0 | 0.453 | 0.332 | 0.23 | 0.151 | 0.18 | 0.278 | 0.462 | 0.705 | 0.797 | 0.725 | 0.088 | 0.026 | 0.747 | 0.092 | 0.59 | #DIV/0! | #DIV/0! | #DIV/0! | #DIV/0! | #DIV/0! | #DIV/0! | #DIV/0! | #DIV/0! | #DIV/0! | #DIV/0! | #DIV/0! | #DIV/0! | #DIV/0! | #DIV/0! | #DIV/0! | #DIV/0! | #DIV/0! | #DIV/0! | #DIV/0! | #DIV/0! | #DIV/0! | #DIV/0! | #DIV/0! | #DIV/0! | #DIV/0! | #DIV/0! | #DIV/0! | #DIV/0! | #DIV/0! | #DIV/0! | #DIV/0! | #DIV/0! | #DIV/0! | #DIV/0! | #DIV/0! | #DIV/0! | #DIV/0! | #DIV/0! | #DIV/0! | #DIV/0! | #DIV/0! | #DIV/0! | #DIV/0! | #DIV/0! | #DIV/0! |  | #DIV/0!
675 | #DIV/0! | 0.0636 | 0.0232 | 0 | 0.454 | 0.331 | 0.238 | 0.154 | 0.183 | 0.281 | 0.466 | 0.709 | 0.803 | 0.729 | 0.093 | 0.03 | 0.747 | 0.096 | 0.594 | #DIV/0! | #DIV/0! | #DIV/0! | #DIV/0! | #DIV/0! | #DIV/0! | #DIV/0! | #DIV/0! | #DIV/0! | #DIV/0! | #DIV/0! | #DIV/0! | #DIV/0! | #DIV/0! | #DIV/0! | #DIV/0! | #DIV/0! | #DIV/0! | #DIV/0! | #DIV/0! | #DIV/0! | #DIV/0! | #DIV/0! | #DIV/0! | #DIV/0! | #DIV/0! | #DIV/0! | #DIV/0! | #DIV/0! | #DIV/0! | #DIV/0! | #DIV/0! | #DIV/0! | #DIV/0! | #DIV/0! | #DIV/0! | #DIV/0! | #DIV/0! | #DIV/0! | #DIV/0! | #DIV/0! | #DIV/0! | #DIV/0! | #DIV/0! | #DIV/0! |  | #DIV/0!
680 | #DIV/0! | 0.0468 | 0.017 | 0 | 0.455 | 0.331 | 0.251 | 0.158 | 0.186 | 0.283 | 0.468 | 0.712 | 0.809 | 0.731 | 0.102 | 0.035 | 0.747 | 0.102 | 0.599 | #DIV/0! | #DIV/0! | #DIV/0! | #DIV/0! | #DIV/0! | #DIV/0! | #DIV/0! | #DIV/0! | #DIV/0! | #DIV/0! | #DIV/0! | #DIV/0! | #DIV/0! | #DIV/0! | #DIV/0! | #DIV/0! | #DIV/0! | #DIV/0! | #DIV/0! | #DIV/0! | #DIV/0! | #DIV/0! | #DIV/0! | #DIV/0! | #DIV/0! | #DIV/0! | #DIV/0! | #DIV/0! | #DIV/0! | #DIV/0! | #DIV/0! | #DIV/0! | #DIV/0! | #DIV/0! | #DIV/0! | #DIV/0! | #DIV/0! | #DIV/0! | #DIV/0! | #DIV/0! | #DIV/0! | #DIV/0! | #DIV/0! | #DIV/0! | #DIV/0! |  | #DIV/0!
685 | #DIV/0! | 0.0329 | 0.0119 | 0 | 0.457 | 0.33 | 0.269 | 0.162 | 0.189 | 0.286 | 0.47 | 0.715 | 0.814 | 0.735 | 0.112 | 0.043 | 0.747 | 0.11 | 0.603 | #DIV/0! | #DIV/0! | #DIV/0! | #DIV/0! | #DIV/0! | #DIV/0! | #DIV/0! | #DIV/0! | #DIV/0! | #DIV/0! | #DIV/0! | #DIV/0! | #DIV/0! | #DIV/0! | #DIV/0! | #DIV/0! | #DIV/0! | #DIV/0! | #DIV/0! | #DIV/0! | #DIV/0! | #DIV/0! | #DIV/0! | #DIV/0! | #DIV/0! | #DIV/0! | #DIV/0! | #DIV/0! | #DIV/0! | #DIV/0! | #DIV/0! | #DIV/0! | #DIV/0! | #DIV/0! | #DIV/0! | #DIV/0! | #DIV/0! | #DIV/0! | #DIV/0! | #DIV/0! | #DIV/0! | #DIV/0! | #DIV/0! | #DIV/0! | #DIV/0! |  | #DIV/0!
690 | #DIV/0! | 0.0227 | 0.0082 | 0 | 0.458 | 0.329 | 0.288 | 0.165 | 0.192 | 0.291 | 0.473 | 0.717 | 0.819 | 0.739 | 0.125 | 0.056 | 0.747 | 0.123 | 0.606 | #DIV/0! | #DIV/0! | #DIV/0! | #DIV/0! | #DIV/0! | #DIV/0! | #DIV/0! | #DIV/0! | #DIV/0! | #DIV/0! | #DIV/0! | #DIV/0! | #DIV/0! | #DIV/0! | #DIV/0! | #DIV/0! | #DIV/0! | #DIV/0! | #DIV/0! | #DIV/0! | #DIV/0! | #DIV/0! | #DIV/0! | #DIV/0! | #DIV/0! | #DIV/0! | #DIV/0! | #DIV/0! | #DIV/0! | #DIV/0! | #DIV/0! | #DIV/0! | #DIV/0! | #DIV/0! | #DIV/0! | #DIV/0! | #DIV/0! | #DIV/0! | #DIV/0! | #DIV/0! | #DIV/0! | #DIV/0! | #DIV/0! | #DIV/0! | #DIV/0! |  | #DIV/0!
695 | #DIV/0! | 0.0158 | 0.0057 | 0 | 0.46 | 0.328 | 0.312 | 0.168 | 0.195 | 0.296 | 0.477 | 0.719 | 0.824 | 0.742 | 0.141 | 0.074 | 0.746 | 0.137 | 0.61 | #DIV/0! | #DIV/0! | #DIV/0! | #DIV/0! | #DIV/0! | #DIV/0! | #DIV/0! | #DIV/0! | #DIV/0! | #DIV/0! | #DIV/0! | #DIV/0! | #DIV/0! | #DIV/0! | #DIV/0! | #DIV/0! | #DIV/0! | #DIV/0! | #DIV/0! | #DIV/0! | #DIV/0! | #DIV/0! | #DIV/0! | #DIV/0! | #DIV/0! | #DIV/0! | #DIV/0! | #DIV/0! | #DIV/0! | #DIV/0! | #DIV/0! | #DIV/0! | #DIV/0! | #DIV/0! | #DIV/0! | #DIV/0! | #DIV/0! | #DIV/0! | #DIV/0! | #DIV/0! | #DIV/0! | #DIV/0! | #DIV/0! | #DIV/0! | #DIV/0! |  | #DIV/0!
700 | #DIV/0! | 0.0114 | 0.0041 | 0 | 0.462 | 0.328 | 0.34 | 0.17 | 0.199 | 0.302 | 0.483 | 0.721 | 0.828 | 0.746 | 0.161 | 0.097 | 0.746 | 0.152 | 0.612 | #DIV/0! | #DIV/0! | #DIV/0! | #DIV/0! | #DIV/0! | #DIV/0! | #DIV/0! | #DIV/0! | #DIV/0! | #DIV/0! | #DIV/0! | #DIV/0! | #DIV/0! | #DIV/0! | #DIV/0! | #DIV/0! | #DIV/0! | #DIV/0! | #DIV/0! | #DIV/0! | #DIV/0! | #DIV/0! | #DIV/0! | #DIV/0! | #DIV/0! | #DIV/0! | #DIV/0! | #DIV/0! | #DIV/0! | #DIV/0! | #DIV/0! | #DIV/0! | #DIV/0! | #DIV/0! | #DIV/0! | #DIV/0! | #DIV/0! | #DIV/0! | #DIV/0! | #DIV/0! | #DIV/0! | #DIV/0! | #DIV/0! | #DIV/0! | #DIV/0! |  | #DIV/0!
705 | #DIV/0! | 0.0081 | 0.0029 | 0 | 0.463 | 0.327 | 0.366 | 0.171 | 0.2 | 0.313 | 0.489 | 0.72 | 0.83 | 0.748 | 0.182 | 0.128 | 0.746 | 0.169 | 0.614 | #DIV/0! | #DIV/0! | #DIV/0! | #DIV/0! | #DIV/0! | #DIV/0! | #DIV/0! | #DIV/0! | #DIV/0! | #DIV/0! | #DIV/0! | #DIV/0! | #DIV/0! | #DIV/0! | #DIV/0! | #DIV/0! | #DIV/0! | #DIV/0! | #DIV/0! | #DIV/0! | #DIV/0! | #DIV/0! | #DIV/0! | #DIV/0! | #DIV/0! | #DIV/0! | #DIV/0! | #DIV/0! | #DIV/0! | #DIV/0! | #DIV/0! | #DIV/0! | #DIV/0! | #DIV/0! | #DIV/0! | #DIV/0! | #DIV/0! | #DIV/0! | #DIV/0! | #DIV/0! | #DIV/0! | #DIV/0! | #DIV/0! | #DIV/0! | #DIV/0! |  | #DIV/0!
710 | #DIV/0! | 0.0058 | 0.0021 | 0 | 0.464 | 0.326 | 0.39 | 0.17 | 0.199 | 0.325 | 0.496 | 0.719 | 0.831 | 0.749 | 0.203 | 0.166 | 0.745 | 0.188 | 0.616 | #DIV/0! | #DIV/0! | #DIV/0! | #DIV/0! | #DIV/0! | #DIV/0! | #DIV/0! | #DIV/0! | #DIV/0! | #DIV/0! | #DIV/0! | #DIV/0! | #DIV/0! | #DIV/0! | #DIV/0! | #DIV/0! | #DIV/0! | #DIV/0! | #DIV/0! | #DIV/0! | #DIV/0! | #DIV/0! | #DIV/0! | #DIV/0! | #DIV/0! | #DIV/0! | #DIV/0! | #DIV/0! | #DIV/0! | #DIV/0! | #DIV/0! | #DIV/0! | #DIV/0! | #DIV/0! | #DIV/0! | #DIV/0! | #DIV/0! | #DIV/0! | #DIV/0! | #DIV/0! | #DIV/0! | #DIV/0! | #DIV/0! | #DIV/0! | #DIV/0! |  | #DIV/0!
715 | #DIV/0! | 0.0041 | 0.0015 | 0 | 0.465 | 0.325 | 0.412 | 0.168 | 0.198 | 0.338 | 0.503 | 0.722 | 0.833 | 0.751 | 0.223 | 0.21 | 0.744 | 0.207 | 0.616 | #DIV/0! | #DIV/0! | #DIV/0! | #DIV/0! | #DIV/0! | #DIV/0! | #DIV/0! | #DIV/0! | #DIV/0! | #DIV/0! | #DIV/0! | #DIV/0! | #DIV/0! | #DIV/0! | #DIV/0! | #DIV/0! | #DIV/0! | #DIV/0! | #DIV/0! | #DIV/0! | #DIV/0! | #DIV/0! | #DIV/0! | #DIV/0! | #DIV/0! | #DIV/0! | #DIV/0! | #DIV/0! | #DIV/0! | #DIV/0! | #DIV/0! | #DIV/0! | #DIV/0! | #DIV/0! | #DIV/0! | #DIV/0! | #DIV/0! | #DIV/0! | #DIV/0! | #DIV/0! | #DIV/0! | #DIV/0! | #DIV/0! | #DIV/0! | #DIV/0! |  | #DIV/0!
720 | #DIV/0! | 0.0029 | 0.001 | 0 | 0.466 | 0.324 | 0.431 | 0.166 | 0.196 | 0.351 | 0.511 | 0.725 | 0.835 | 0.753 | 0.242 | 0.257 | 0.743 | 0.226 | 0.616 | #DIV/0! | #DIV/0! | #DIV/0! | #DIV/0! | #DIV/0! | #DIV/0! | #DIV/0! | #DIV/0! | #DIV/0! | #DIV/0! | #DIV/0! | #DIV/0! | #DIV/0! | #DIV/0! | #DIV/0! | #DIV/0! | #DIV/0! | #DIV/0! | #DIV/0! | #DIV/0! | #DIV/0! | #DIV/0! | #DIV/0! | #DIV/0! | #DIV/0! | #DIV/0! | #DIV/0! | #DIV/0! | #DIV/0! | #DIV/0! | #DIV/0! | #DIV/0! | #DIV/0! | #DIV/0! | #DIV/0! | #DIV/0! | #DIV/0! | #DIV/0! | #DIV/0! | #DIV/0! | #DIV/0! | #DIV/0! | #DIV/0! | #DIV/0! | #DIV/0! |  | #DIV/0!
725 | #DIV/0! | 0.002 | 0.0007 | 0 | 0.466 | 0.324 | 0.447 | 0.164 | 0.195 | 0.364 | 0.518 | 0.727 | 0.836 | 0.754 | 0.257 | 0.305 | 0.744 | 0.243 | 0.616 | #DIV/0! | #DIV/0! | #DIV/0! | #DIV/0! | #DIV/0! | #DIV/0! | #DIV/0! | #DIV/0! | #DIV/0! | #DIV/0! | #DIV/0! | #DIV/0! | #DIV/0! | #DIV/0! | #DIV/0! | #DIV/0! | #DIV/0! | #DIV/0! | #DIV/0! | #DIV/0! | #DIV/0! | #DIV/0! | #DIV/0! | #DIV/0! | #DIV/0! | #DIV/0! | #DIV/0! | #DIV/0! | #DIV/0! | #DIV/0! | #DIV/0! | #DIV/0! | #DIV/0! | #DIV/0! | #DIV/0! | #DIV/0! | #DIV/0! | #DIV/0! | #DIV/0! | #DIV/0! | #DIV/0! | #DIV/0! | #DIV/0! | #DIV/0! | #DIV/0! |  | #DIV/0!
730 | #DIV/0! | 0.0014 | 0.0005 | 0 | 0.466 | 0.324 | 0.46 | 0.164 | 0.195 | 0.376 | 0.525 | 0.729 | 0.836 | 0.755 | 0.27 | 0.354 | 0.745 | 0.26 | 0.615 | #DIV/0! | #DIV/0! | #DIV/0! | #DIV/0! | #DIV/0! | #DIV/0! | #DIV/0! | #DIV/0! | #DIV/0! | #DIV/0! | #DIV/0! | #DIV/0! | #DIV/0! | #DIV/0! | #DIV/0! | #DIV/0! | #DIV/0! | #DIV/0! | #DIV/0! | #DIV/0! | #DIV/0! | #DIV/0! | #DIV/0! | #DIV/0! | #DIV/0! | #DIV/0! | #DIV/0! | #DIV/0! | #DIV/0! | #DIV/0! | #DIV/0! | #DIV/0! | #DIV/0! | #DIV/0! | #DIV/0! | #DIV/0! | #DIV/0! | #DIV/0! | #DIV/0! | #DIV/0! | #DIV/0! | #DIV/0! | #DIV/0! | #DIV/0! | #DIV/0! |  | #DIV/0!
735 | #DIV/0! | 0.001 | 0.0004 | 0 | 0.466 | 0.323 | 0.472 | 0.165 | 0.196 | 0.389 | 0.532 | 0.73 | 0.837 | 0.755 | 0.282 | 0.401 | 0.748 | 0.277 | 0.613 | #DIV/0! | #DIV/0! | #DIV/0! | #DIV/0! | #DIV/0! | #DIV/0! | #DIV/0! | #DIV/0! | #DIV/0! | #DIV/0! | #DIV/0! | #DIV/0! | #DIV/0! | #DIV/0! | #DIV/0! | #DIV/0! | #DIV/0! | #DIV/0! | #DIV/0! | #DIV/0! | #DIV/0! | #DIV/0! | #DIV/0! | #DIV/0! | #DIV/0! | #DIV/0! | #DIV/0! | #DIV/0! | #DIV/0! | #DIV/0! | #DIV/0! | #DIV/0! | #DIV/0! | #DIV/0! | #DIV/0! | #DIV/0! | #DIV/0! | #DIV/0! | #DIV/0! | #DIV/0! | #DIV/0! | #DIV/0! | #DIV/0! | #DIV/0! | #DIV/0! |  | #DIV/0!
740 | #DIV/0! | 0.0007 | 0.0002 | 0 | 0.467 | 0.322 | 0.481 | 0.168 | 0.197 | 0.401 | 0.539 | 0.73 | 0.838 | 0.755 | 0.292 | 0.446 | 0.75 | 0.294 | 0.612 | #DIV/0! | #DIV/0! | #DIV/0! | #DIV/0! | #DIV/0! | #DIV/0! | #DIV/0! | #DIV/0! | #DIV/0! | #DIV/0! | #DIV/0! | #DIV/0! | #DIV/0! | #DIV/0! | #DIV/0! | #DIV/0! | #DIV/0! | #DIV/0! | #DIV/0! | #DIV/0! | #DIV/0! | #DIV/0! | #DIV/0! | #DIV/0! | #DIV/0! | #DIV/0! | #DIV/0! | #DIV/0! | #DIV/0! | #DIV/0! | #DIV/0! | #DIV/0! | #DIV/0! | #DIV/0! | #DIV/0! | #DIV/0! | #DIV/0! | #DIV/0! | #DIV/0! | #DIV/0! | #DIV/0! | #DIV/0! | #DIV/0! | #DIV/0! | #DIV/0! |  | #DIV/0!
745 | #DIV/0! | 0.0005 | 0.0002 | 0 | 0.467 | 0.321 | 0.488 | 0.172 | 0.2 | 0.413 | 0.546 | 0.73 | 0.839 | 0.755 | 0.302 | 0.485 | 0.75 | 0.31 | 0.61 | #DIV/0! | #DIV/0! | #DIV/0! | #DIV/0! | #DIV/0! | #DIV/0! | #DIV/0! | #DIV/0! | #DIV/0! | #DIV/0! | #DIV/0! | #DIV/0! | #DIV/0! | #DIV/0! | #DIV/0! | #DIV/0! | #DIV/0! | #DIV/0! | #DIV/0! | #DIV/0! | #DIV/0! | #DIV/0! | #DIV/0! | #DIV/0! | #DIV/0! | #DIV/0! | #DIV/0! | #DIV/0! | #DIV/0! | #DIV/0! | #DIV/0! | #DIV/0! | #DIV/0! | #DIV/0! | #DIV/0! | #DIV/0! | #DIV/0! | #DIV/0! | #DIV/0! | #DIV/0! | #DIV/0! | #DIV/0! | #DIV/0! | #DIV/0! | #DIV/0! |  | #DIV/0!
750 | #DIV/0! | 0.0003 | 0.0001 | 0 | 0.467 | 0.32 | 0.493 | 0.177 | 0.203 | 0.425 | 0.553 | 0.73 | 0.839 | 0.756 | 0.31 | 0.52 | 0.749 | 0.325 | 0.609 | #DIV/0! | #DIV/0! | #DIV/0! | #DIV/0! | #DIV/0! | #DIV/0! | #DIV/0! | #DIV/0! | #DIV/0! | #DIV/0! | #DIV/0! | #DIV/0! | #DIV/0! | #DIV/0! | #DIV/0! | #DIV/0! | #DIV/0! | #DIV/0! | #DIV/0! | #DIV/0! | #DIV/0! | #DIV/0! | #DIV/0! | #DIV/0! | #DIV/0! | #DIV/0! | #DIV/0! | #DIV/0! | #DIV/0! | #DIV/0! | #DIV/0! | #DIV/0! | #DIV/0! | #DIV/0! | #DIV/0! | #DIV/0! | #DIV/0! | #DIV/0! | #DIV/0! | #DIV/0! | #DIV/0! | #DIV/0! | #DIV/0! | #DIV/0! | #DIV/0! |  | #DIV/0!
755 | #DIV/0! | 0.0002 | 0.0001 | 0 | 0.467 | 0.318 | 0.497 | 0.181 | 0.205 | 0.436 | 0.559 | 0.73 | 0.839 | 0.757 | 0.314 | 0.551 | 0.748 | 0.339 | 0.608 | #DIV/0! | #DIV/0! | #DIV/0! | #DIV/0! | #DIV/0! | #DIV/0! | #DIV/0! | #DIV/0! | #DIV/0! | #DIV/0! | #DIV/0! | #DIV/0! | #DIV/0! | #DIV/0! | #DIV/0! | #DIV/0! | #DIV/0! | #DIV/0! | #DIV/0! | #DIV/0! | #DIV/0! | #DIV/0! | #DIV/0! | #DIV/0! | #DIV/0! | #DIV/0! | #DIV/0! | #DIV/0! | #DIV/0! | #DIV/0! | #DIV/0! | #DIV/0! | #DIV/0! | #DIV/0! | #DIV/0! | #DIV/0! | #DIV/0! | #DIV/0! | #DIV/0! | #DIV/0! | #DIV/0! | #DIV/0! | #DIV/0! | #DIV/0! | #DIV/0! |  | #DIV/0!
760 | #DIV/0! | 0.0002 | 0.0001 | 0 | 0.467 | 0.316 | 0.5 | 0.185 | 0.208 | 0.447 | 0.565 | 0.73 | 0.839 | 0.758 | 0.317 | 0.577 | 0.748 | 0.353 | 0.607 | #DIV/0! | #DIV/0! | #DIV/0! | #DIV/0! | #DIV/0! | #DIV/0! | #DIV/0! | #DIV/0! | #DIV/0! | #DIV/0! | #DIV/0! | #DIV/0! | #DIV/0! | #DIV/0! | #DIV/0! | #DIV/0! | #DIV/0! | #DIV/0! | #DIV/0! | #DIV/0! | #DIV/0! | #DIV/0! | #DIV/0! | #DIV/0! | #DIV/0! | #DIV/0! | #DIV/0! | #DIV/0! | #DIV/0! | #DIV/0! | #DIV/0! | #DIV/0! | #DIV/0! | #DIV/0! | #DIV/0! | #DIV/0! | #DIV/0! | #DIV/0! | #DIV/0! | #DIV/0! | #DIV/0! | #DIV/0! | #DIV/0! | #DIV/0! | #DIV/0! |  | #DIV/0!
765 | #DIV/0! | 0.0001 | 0 | 0 | 0.467 | 0.315 | 0.502 | 0.189 | 0.212 | 0.458 | 0.57 | 0.73 | 0.839 | 0.759 | 0.323 | 0.599 | 0.747 | 0.366 | 0.607 | #DIV/0! | #DIV/0! | #DIV/0! | #DIV/0! | #DIV/0! | #DIV/0! | #DIV/0! | #DIV/0! | #DIV/0! | #DIV/0! | #DIV/0! | #DIV/0! | #DIV/0! | #DIV/0! | #DIV/0! | #DIV/0! | #DIV/0! | #DIV/0! | #DIV/0! | #DIV/0! | #DIV/0! | #DIV/0! | #DIV/0! | #DIV/0! | #DIV/0! | #DIV/0! | #DIV/0! | #DIV/0! | #DIV/0! | #DIV/0! | #DIV/0! | #DIV/0! | #DIV/0! | #DIV/0! | #DIV/0! | #DIV/0! | #DIV/0! | #DIV/0! | #DIV/0! | #DIV/0! | #DIV/0! | #DIV/0! | #DIV/0! | #DIV/0! | #DIV/0! |  | #DIV/0!
770 | #DIV/0! | 0.0001 | 0 | 0 | 0.467 | 0.315 | 0.505 | 0.192 | 0.215 | 0.469 | 0.575 | 0.73 | 0.839 | 0.759 | 0.33 | 0.618 | 0.747 | 0.379 | 0.609 | #DIV/0! | #DIV/0! | #DIV/0! | #DIV/0! | #DIV/0! | #DIV/0! | #DIV/0! | #DIV/0! | #DIV/0! | #DIV/0! | #DIV/0! | #DIV/0! | #DIV/0! | #DIV/0! | #DIV/0! | #DIV/0! | #DIV/0! | #DIV/0! | #DIV/0! | #DIV/0! | #DIV/0! | #DIV/0! | #DIV/0! | #DIV/0! | #DIV/0! | #DIV/0! | #DIV/0! | #DIV/0! | #DIV/0! | #DIV/0! | #DIV/0! | #DIV/0! | #DIV/0! | #DIV/0! | #DIV/0! | #DIV/0! | #DIV/0! | #DIV/0! | #DIV/0! | #DIV/0! | #DIV/0! | #DIV/0! | #DIV/0! | #DIV/0! | #DIV/0! |  | #DIV/0!
775 | #DIV/0! | 0.0001 | 0 | 0 | 0.467 | 0.314 | 0.51 | 0.194 | 0.217 | 0.477 | 0.578 | 0.73 | 0.839 | 0.759 | 0.334 | 0.633 | 0.747 | 0.39 | 0.61 | #DIV/0! | #DIV/0! | #DIV/0! | #DIV/0! | #DIV/0! | #DIV/0! | #DIV/0! | #DIV/0! | #DIV/0! | #DIV/0! | #DIV/0! | #DIV/0! | #DIV/0! | #DIV/0! | #DIV/0! | #DIV/0! | #DIV/0! | #DIV/0! | #DIV/0! | #DIV/0! | #DIV/0! | #DIV/0! | #DIV/0! | #DIV/0! | #DIV/0! | #DIV/0! | #DIV/0! | #DIV/0! | #DIV/0! | #DIV/0! | #DIV/0! | #DIV/0! | #DIV/0! | #DIV/0! | #DIV/0! | #DIV/0! | #DIV/0! | #DIV/0! | #DIV/0! | #DIV/0! | #DIV/0! | #DIV/0! | #DIV/0! | #DIV/0! | #DIV/0! |  | #DIV/0!
780 | #DIV/0! | 0 | 0 | 0 | 0.467 | 0.314 | 0.516 | 0.197 | 0.219 | 0.485 | 0.581 | 0.73 | 0.839 | 0.759 | 0.338 | 0.645 | 0.747 | 0.399 | 0.611 | #DIV/0! | #DIV/0! | #DIV/0! | #DIV/0! | #DIV/0! | #DIV/0! | #DIV/0! | #DIV/0! | #DIV/0! | #DIV/0! | #DIV/0! | #DIV/0! | #DIV/0! | #DIV/0! | #DIV/0! | #DIV/0! | #DIV/0! | #DIV/0! | #DIV/0! | #DIV/0! | #DIV/0! | #DIV/0! | #DIV/0! | #DIV/0! | #DIV/0! | #DIV/0! | #DIV/0! | #DIV/0! | #DIV/0! | #DIV/0! | #DIV/0! | #DIV/0! | #DIV/0! | #DIV/0! | #DIV/0! | #DIV/0! | #DIV/0! | #DIV/0! | #DIV/0! | #DIV/0! | #DIV/0! | #DIV/0! | #DIV/0! | #DIV/0! | #DIV/0! |  | #DIV/0!
Summation
[20 empty] | #DIV/0! | #DIV/0! | #DIV/0! | #DIV/0! | #DIV/0! | #DIV/0! | #DIV/0! | #DIV/0! | #DIV/0! | #DIV/0! | #DIV/0! | #DIV/0! | #DIV/0! | #DIV/0! | #DIV/0! | #DIV/0! | #DIV/0! | #DIV/0! | #DIV/0! | #DIV/0! | #DIV/0! | #DIV/0! | #DIV/0! | #DIV/0! | #DIV/0! | #DIV/0! | #DIV/0! | #DIV/0! | #DIV/0! | #DIV/0! | #DIV/0! | #DIV/0! | #DIV/0! | #DIV/0! | #DIV/0! | #DIV/0! | #DIV/0! | #DIV/0! | #DIV/0! | #DIV/0! | #DIV/0! | #DIV/0! | #DIV/0! | #DIV/0! | #DIV/0! |  | #DIV/0!
[20 empty] | Multiplying with k | [45 empty] | So value of k is
[20 empty] | #DIV/0! | #DIV/0! | #DIV/0! | #DIV/0! | #DIV/0! | #DIV/0! | #DIV/0! | #DIV/0! | #DIV/0! | #DIV/0! | #DIV/0! | #DIV/0! | #DIV/0! | #DIV/0! | #DIV/0! | #DIV/0! | #DIV/0! | #DIV/0! | #DIV/0! | #DIV/0! | #DIV/0! | #DIV/0! | #DIV/0! | #DIV/0! | #DIV/0! | #DIV/0! | #DIV/0! | #DIV/0! | #DIV/0! | #DIV/0! | #DIV/0! | #DIV/0! | #DIV/0! | #DIV/0! | #DIV/0! | #DIV/0! | #DIV/0! | #DIV/0! | #DIV/0! | #DIV/0! | #DIV/0! | #DIV/0! | #DIV/0! | #DIV/0! | #DIV/0! |  | #DIV/0!

## 8. table -k-r
Chromaticity co-ordinates of Munsell Test Colors under Each Illuminant
Munsell Test Color |  |  |  | Reference Source Illuminant - (r ) | [7 empty] | Test Source Illuminant -(k) | [6 empty] | color Difference
S. No.--> (i) | u (r,i) | v (r,i) | Y (r,i) | c(r,i) | d(r,i) | U*(r,i) | V*(r,i) | W*(r,i) | u (k,i) | v (k,i) | c(k,i) | d(k,i) | u'(k,i) | v'(k,i) | Y (k,i) | U*(k,i) | V*(k,i) | W*(k,i) | (del E) Square | del E
1 | #DIV/0! | #DIV/0! | #DIV/0! | #DIV/0! | #DIV/0! | #DIV/0! | #DIV/0! | #DIV/0! | #DIV/0! | #DIV/0! | #DIV/0! | #DIV/0! | #DIV/0! | #DIV/0! | #DIV/0! | #DIV/0! | #DIV/0! | #DIV/0! | #DIV/0! | #DIV/0!
2 | #DIV/0! | #DIV/0! | #DIV/0! | #DIV/0! | #DIV/0! | #DIV/0! | #DIV/0! | #DIV/0! | #DIV/0! | #DIV/0! | #DIV/0! | #DIV/0! | #DIV/0! | #DIV/0! | #DIV/0! | #DIV/0! | #DIV/0! | #DIV/0! | #DIV/0! | #DIV/0!
3 | #DIV/0! | #DIV/0! | #DIV/0! | #DIV/0! | #DIV/0! | #DIV/0! | #DIV/0! | #DIV/0! | #DIV/0! | #DIV/0! | #DIV/0! | #DIV/0! | #DIV/0! | #DIV/0! | #DIV/0! | #DIV/0! | #DIV/0! | #DIV/0! | #DIV/0! | #DIV/0!
4 | #DIV/0! | #DIV/0! | #DIV/0! | #DIV/0! | #DIV/0! | #DIV/0! | #DIV/0! | #DIV/0! | #DIV/0! | #DIV/0! | #DIV/0! | #DIV/0! | #DIV/0! | #DIV/0! | #DIV/0! | #DIV/0! | #DIV/0! | #DIV/0! | #DIV/0! | #DIV/0!
5 | #DIV/0! | #DIV/0! | #DIV/0! | #DIV/0! | #DIV/0! | #DIV/0! | #DIV/0! | #DIV/0! | #DIV/0! | #DIV/0! | #DIV/0! | #DIV/0! | #DIV/0! | #DIV/0! | #DIV/0! | #DIV/0! | #DIV/0! | #DIV/0! | #DIV/0! | #DIV/0!
6 | #DIV/0! | #DIV/0! | #DIV/0! | #DIV/0! | #DIV/0! | #DIV/0! | #DIV/0! | #DIV/0! | #DIV/0! | #DIV/0! | #DIV/0! | #DIV/0! | #DIV/0! | #DIV/0! | #DIV/0! | #DIV/0! | #DIV/0! | #DIV/0! | #DIV/0! | #DIV/0!
7 | #DIV/0! | #DIV/0! | #DIV/0! | #DIV/0! | #DIV/0! | #DIV/0! | #DIV/0! | #DIV/0! | #DIV/0! | #DIV/0! | #DIV/0! | #DIV/0! | #DIV/0! | #DIV/0! | #DIV/0! | #DIV/0! | #DIV/0! | #DIV/0! | #DIV/0! | #DIV/0!
8 | #DIV/0! | #DIV/0! | #DIV/0! | #DIV/0! | #DIV/0! | #DIV/0! | #DIV/0! | #DIV/0! | #DIV/0! | #DIV/0! | #DIV/0! | #DIV/0! | #DIV/0! | #DIV/0! | #DIV/0! | #DIV/0! | #DIV/0! | #DIV/0! | #DIV/0! | #DIV/0!
9 | #DIV/0! | #DIV/0! | #DIV/0! | #DIV/0! | #DIV/0! | #DIV/0! | #DIV/0! | #DIV/0! | #DIV/0! | #DIV/0! | #DIV/0! | #DIV/0! | #DIV/0! | #DIV/0! | #DIV/0! | #DIV/0! | #DIV/0! | #DIV/0! | #DIV/0! | #DIV/0!
10 | #DIV/0! | #DIV/0! | #DIV/0! | #DIV/0! | #DIV/0! | #DIV/0! | #DIV/0! | #DIV/0! | #DIV/0! | #DIV/0! | #DIV/0! | #DIV/0! | #DIV/0! | #DIV/0! | #DIV/0! | #DIV/0! | #DIV/0! | #DIV/0! | #DIV/0! | #DIV/0!
11 | #DIV/0! | #DIV/0! | #DIV/0! | #DIV/0! | #DIV/0! | #DIV/0! | #DIV/0! | #DIV/0! | #DIV/0! | #DIV/0! | #DIV/0! | #DIV/0! | #DIV/0! | #DIV/0! | #DIV/0! | #DIV/0! | #DIV/0! | #DIV/0! | #DIV/0! | #DIV/0!
12 | #DIV/0! | #DIV/0! | #DIV/0! | #DIV/0! | #DIV/0! | #DIV/0! | #DIV/0! | #DIV/0! | #DIV/0! | #DIV/0! | #DIV/0! | #DIV/0! | #DIV/0! | #DIV/0! | #DIV/0! | #DIV/0! | #DIV/0! | #DIV/0! | #DIV/0! | #DIV/0!
13 | #DIV/0! | #DIV/0! | #DIV/0! | #DIV/0! | #DIV/0! | #DIV/0! | #DIV/0! | #DIV/0! | #DIV/0! | #DIV/0! | #DIV/0! | #DIV/0! | #DIV/0! | #DIV/0! | #DIV/0! | #DIV/0! | #DIV/0! | #DIV/0! | #DIV/0! | #DIV/0!
14 | #DIV/0! | #DIV/0! | #DIV/0! | #DIV/0! | #DIV/0! | #DIV/0! | #DIV/0! | #DIV/0! | #DIV/0! | #DIV/0! | #DIV/0! | #DIV/0! | #DIV/0! | #DIV/0! | #DIV/0! | #DIV/0! | #DIV/0! | #DIV/0! | #DIV/0! | #DIV/0!
15 | #DIV/0! | #DIV/0! | #DIV/0! | #DIV/0! | #DIV/0! | #DIV/0! | #DIV/0! | #DIV/0! | #DIV/0! | #DIV/0! | #DIV/0! | #DIV/0! | #DIV/0! | #DIV/0! | #DIV/0! | #DIV/0! | #DIV/0! | #DIV/0! | #DIV/0! | #DIV/0!
Illuminant : | #DIV/0! | #DIV/0! | #DIV/0! | #DIV/0! | #DIV/0! | #DIV/0! | #DIV/0! | #DIV/0! | #DIV/0! | #DIV/0! | #DIV/0! | #DIV/0! | #DIV/0! | #DIV/0! | #DIV/0! | #DIV/0! | #DIV/0! | #DIV/0!

## 9. CRI
Color Rendering Index
Test Color No. | Color Appearance under daylight | Color Type | del E | R (i)
1 | Light greyish red |  | #DIV/0! | #DIV/0!
2 | Dark greyish yellow |  | #DIV/0! | #DIV/0!
3 | Strong yellow green |  | #DIV/0! | #DIV/0!
4 | Moderate yellowish green |  | #DIV/0! | #DIV/0!
5 | Light bluish green |  | #DIV/0! | #DIV/0! | R (a) - General CRI
6 | Light blue |  | #DIV/0! | #DIV/0! | R(a) = | #DIV/0!
7 | Light violet |  | #DIV/0! | #DIV/0!
8 | Light reddish purple |  | #DIV/0! | #DIV/0!
9 | Strong red |  | #DIV/0! | #DIV/0!
10 | Strong yellow |  | #DIV/0! | #DIV/0!
11 | Strong green |  | #DIV/0! | #DIV/0!
12 | Strong blue |  | #DIV/0! | #DIV/0!
13 | Light yellowish pink (skin) |  | #DIV/0! | #DIV/0!
14 | Moderate olive green (leaf) |  | #DIV/0! | #DIV/0!
15 | Asian skin |  | #DIV/0! | #DIV/0!